## pricemtx
Party Type | Part Number | List Price | Description
6-Way | UAF-T6-P | 4.125 | 1/2 IN FNPT UNION NUT AND TAILPIECE - FITS T6-U SERIES
6-Ways | T6-AF-1.45 | 176 | 1/2 IN 6-WAY VALVE, FNPT CON, 1.45 MAX CV
6-Ways | T6A-P | 330 | 6-WAY ACTUATOR, 24VAC, 0-10V AND 3-POINT
6-Ways | T6-AU-1.45 | 176 | 1/2 IN. 6-WAY VALVE, UNION CON, 1.45 MAX CV
6-Ways | T6-AU-3.24 | 220 | 3/4 IN. 6-WAY VALVE, UNION CON, 3.24 MAX CV
6-Ways | T6-BF-4.62 | 247.5 | 3/4 IN 6-WAY VALVE, FNPT CON,4.62 MAX CV
6-Ways | T6-MB-P | 16.5 | T6 ANGLE MOUNTING BRACKET
Accessories | AAV-A1 | 8.8 | 1/4 IN. MNPT AUTOMATIC AIR VENT
Accessories | H100-298 | 11 | 1/4 IN. FIP X 1/8 IN. MIP T-82 MINI - ITALY
Accessories | H100-299 | 11 | 1/4 IN. FIP X 1/4 IN. MIP T-82 MINI - ITALY
Accessories | H100-300 | 11 | 1/4 IN. FIP X 1/4 IN. FIP T-82 MINI - ITALY
Accessories | H100-397 | 6.6 | 1/8 IN. FIP X 1/8 IN. MIP T-83 MINI - IMPORT
Accessories | H100-398 | 6.6 | 1/4 IN. FIP X 1/8 IN. MIP T-83 MINI - IMPORT
Accessories | H100-399 | 6.6 | 1/4 IN. FIP X 1/4 IN. MIP T-83 MINI - IMPORT
Accessories | H100-400 | 6.6 | 1/4 IN. FIP X 1/4 IN. FIP T-83 MINI - IMPORT
Accessories | H110-CA | 0.825 | 1/4 IN. MIP X 1/8 IN. FIP BRASS HEX BUSHING
Accessories | H110-EC | 1.21 | 3/8 IN. MIP X 1/4 IN. FIP BRASS HEX BUSHING
Accessories | H110-FA | 2.475 | 1/2 IN. MIP X 1/8 IN. FIP BRASS HEX BUSHING
Accessories | H110-FC | 4.895 | 1/2 IN. MIP X 1/4 IN. FIP BRASS HEX BUSHING
Accessories | H110-FE | 4.895 | 1/2 IN. MIP X 3/8 IN. FIP BRASS HEX BUSHING
Accessories | H110-KC | 8.14 | 3/4 IN. MIP X 1/4 IN. FIP BRASS HEX BUSHING
Accessories | H110-KE | 6.765 | 3/4 IN. MIP X 3/8 IN. FIP BRASS HEX BUSHING
Accessories | H118-FC | 3.85 | 1/2 IN. X 1/4 IN. C X FTG REDUCER
Accessories | H118-FE | 2.695 | 1/2 IN. X 3/8 IN. C X FTG REDUCER
Accessories | H118-KF | 3.905 | 3/4 IN. X 1/2 IN. C X FTG REDUCER
Accessories | H118-KF | 7.425 | 3/4 IN. X 1/2 IN. C X FTG REDUCER
Accessories | H118-MF | 10.505 | 1 IN. X 1/2 IN. C X FTG REDUCER
Accessories | H118-MK | 6.765 | 1 IN. X 3/4 IN. C X FTG REDUCER
Accessories | H118-QF | 14.85 | 1-1/4 IN. X 1/2 IN. C X FTG REDUCER
Accessories | H118-QK | 11.55 | 1-1/4 IN. X 3/4 IN. C X FTG REDUCER
Accessories | H118-QM | 11.55 | 1-1/4 IN. X 1 IN. C X FTG REDUCER
Accessories | H118-RF | 19.305 | 1-1/2 IN. X 1/2 IN. C X FTG REDUCER
Accessories | H118-RM | 15.675 | 1-1/2 IN. X 1 IN. C X FTG REDUCER
Accessories | H118-RQ | 15.675 | 1-1/2 IN. X 1-1/4 IN. C X FTG REDUCER
Accessories | H118-SM | 30.25 | 2 IN. X 1 IN. C X FTG REDUCER
Accessories | H118-SQ | 28.6 | 2 IN. X 1-1/4 IN. C X FTG REDUCER
Accessories | H119-KF | 11.88 | 3/4 IN. FIP X 1/2 IN. FIP BRASS REDUCER COUPLING
Accessories | H119-MK | 19.8 | 1 IN. FIP X 3/4 IN. FIP BRASS REDUCING COUPLING
Accessories | H119-QM | 31.9 | 1-1/4 IN. FIP X 1 IN. FIP BRASS REDUCING COUPLING
Accessories | H119-RM | 40.15 | 1-1/2 IN. FIP X 1 IN. FIP BRASS REDUCING COUP
Accessories | H119-RQ | 40.15 | 1-1/2 IN. FIP X 1-1/4 IN. FIP BRASS REDUCING COUP
Accessories | H119-SM | 67.1 | 2 IN. FIP X 1 IN. FIP BRASS REDUCING COUPLING
Accessories | H119-SR | 59.4 | 2 IN. FIP X 1-1/2 IN. FIP BRASS REDUCING COUP
Accessories | H122-KF | 8.91 | 3/4 IN. MIP X 1/2 IN. MIP BRASS HEX NIPPLE
Accessories | HB-BA | 6.765 | 3/4 IN. MIP X 1/2 IN. FIP BRASS HEX BUSHING
Accessories | HB-CA | 9.9 | 1 IN. MIP X 1/2 IN. FIP BRASS HEX BUSHING
Accessories | HB-CB | 9.9 | 1 IN. MIP X 3/4 IN. FIP BRASS HEX BUSHING
Accessories | HB-DA | 20.13 | 1-1/4 IN. MIP X 1/2 IN. FIP BRASS HEX BUSHING
Accessories | HB-DB | 16.775 | 1-1/4 IN. MIP X 3/4 IN. FIP BRASS HEX BUSHING
Accessories | HB-DC | 16.72 | 1-1/4 IN. MIP X 1 IN. FIP BRASS HEX BUSHING
Accessories | HB-EB | 26.125 | 1-1/2 IN. MIP X 3/4 IN. FIP BRASS HEX BUSHING
Accessories | HB-EC | 21.34 | 1-1/2 IN. MIP X 1 IN. FIP BRASS HEX BUSHING
Accessories | HB-ED | 21.34 | 1-1/2 IN. MIP X 1-1/4 IN. FIP BRASS HEX BUSHING
Accessories | HB-FC | 38.5 | 2 IN. MIP X 1 IN. FIP BRASS HEX BUSHING
Accessories | HB-FD | 31.9 | 2 IN. MIP X 1-1/4 IN. FIP BRASS HEX BUSHING
Accessories | HB-FE | 31.9 | 2 IN. MIP X 1-1/2 IN. FIP BRASS HEX BUSHING
Accessories | MS-A | 4.4 | TYPE 1 MEMORY STOP
Accessories | MS-B | 5.5 | TYPE 2 MEMORY STOP
Accessories | MS-C | 7.7 | TYPE 3 MEMORY STOP
Accessories | MS-D | 12.1 | TYPE 4 MEMORY STOP
Accessories | N-1/2X3 | 8.8 | 1/2 IN. X 3 IN. BRASS NIPPLE
Accessories | N-1-1/2X3 | 28.875 | 1-1/2 IN. X 3 IN. BRASS NIPPLE
Accessories | N-1-1/4X3 | 22.825 | 1 1/4 IN. X 3 IN. BRASS NIPPLE
Accessories | N-1X3 | 16.5 | 1 IN. X 3 IN. BRASS NIPPLE
Accessories | N-2X3 | 36.575 | 2 IN. X 3 IN. BRASS NIPPLE
Accessories | N-3/4X3 | 11.275 | 3/4 IN. X 3 IN. BRASS NIPPLE
Accessories | SP-B | 3.3 | 1/4 IN. PRESSURE TEMPERATURE PORT W/ PT PORT RETAINER CAP
Accessories | SP-BXL | 9.9 | 1/4 IN. EXTENDED PRESSURE TEMPERATURE PORT W/ RETAINER CAP
Accessories | TV-A2 | 4.4 | 1/4 IN. MIP COIN OPERATED MANUAL AIR VENT
Accessories | TVX-A2-N | 11 | 1/4 IN. EXTENDED MIP COIN OPERATED MANUAL AIR VENT
Accessories | TX-A-MS | 15.4 | TYPE 1 HANDLE EXTENSION - COMPATIBLE WITH MEMORY STOP
Accessories | TX-B-MS | 16.5 | TYPE 2 HANDLE EXTENSION - COMPATIBLE WITH MEMORY STOP
Accessories | TX-C-MS | 19.25 | TYPE 3 HANDLE EXTENSION - COMPATIBLE WITH MEMORY STOP
Accessories | TX-D-MS | 26.675 | TYPE 4 HANDLE EXTENSION - COMPATIBLE WITH MEMORY STOP
Accessories | TX-E-MS | 39.842 | TYPE 5 HANDLE EXT
Ball Valves | H100-203 | 28.6 | 1/2 IN. H100/JP PXP FULL PORT
Ball Valves | H100-204 | 34.375 | 3/4 IN. H100/JP PXP FULL PORT BALL VALVE
Ball Valves | H100-205 | 44 | 1 IN. H100/JP PXP FULL PORT BALL VALVE
Ball Valves | H100-503 | 25.85 | 1/2 IN. H100/SS FXF
Ball Valves | H100-504 | 34.65 | 3/4 IN. H100/SS FXF
Ball Valves | H100-505 | 50.875 | 1 IN. H100/SS FXF
Ball Valves | H100-506 | 75.9 | 1-1/4 IN. H100/SS FXF
Ball Valves | H100-507 | 101.475 | 1-1/2 IN. H100/SS FXF
Ball Valves | H100-508 | 140.25 | 2 IN. H100/SS FXF
Ball Valves | H100-514 | 34.65 | 3/4 IN. H100/SS CXC
Ball Valves | H100-515 | 50.875 | 1 IN. H100/SS CXC
Ball Valves | H100-601 | 14.3 | 1/4 IN. H-100 M X F FULL PORT BALL VALVE
Ball Valves | H100-602 | 14.3 | 3/8 IN. H-100 M X F FULL PORT BALL VALVE
Ball Valves | H100-603 | 14.3 | 1/2 IN. H-100 M X F FULL PORT BALL VALVE
Ball Valves | H100-604 | 20.35 | 3/4 IN. H-100 M X F FULL PORT BALL VALVE
Ball Valves | H100-605 | 31.35 | 1 IN. H-100 M X F FULL PORT BALL VALVE
Ball Valves | H100-613 | 14.3 | 1/2 IN. H-100 C X M BALL VALVE
Ball Valves | H100-614 | 19.8 | 3/4 IN. H-100 C X M BALL VALVE
Ball Valves | H100-615 | 31.35 | 1 IN. H-100 C X M BALL VALVE
Ball Valves | H100-703 | 12.925 | 1/2 IN. T-100/NE FXF
Ball Valves | H100-704 | 18.15 | 3/4 IN.T-100/NE FXF
Ball Valves | H100-705 | 28.05 | 1 IN.T-100/NE FXF
Ball Valves | H100-706 | 50.875 | 1 1/4 IN.T-100/NE FXF
Ball Valves | H100-707 | 63.8 | 1-1/2 IN. T-100/NE FXF
Ball Valves | H100-707 | 63.8 | 1-1/2 IN. T-100/NE FXF
Ball Valves | H100-708 | 89.925 | 2 IN. H100/NE FXF
Ball Valves | H100-813 | 12.925 | 1/2 IN. H100/NE CXC
Ball Valves | H100-814 | 18.15 | 3/4 IN. H100/NE CXC
Ball Valves | H100-815 | 28.05 | 1 IN. H-100/NE CXC
Ball Valves | H100-816 | 50.875 | 1-1/4 IN. H-100/NE CXC
Ball Valves | H100-817 | 63.8 | 1-1/2 IN. H-100/NE CXC
Ball Valves | H100-818 | 89.925 | 2 IN. H-100/NE CXC
Fittings | CA-A | 3.025 | 1/2 IN. COPPER SWT X MIP ADPT
Fittings | CA-B | 5.06 | 3/4 IN. COPPER SWT X MIP ADPT
Fittings | CA-C | 13.2 | 1 IN. COPPER SWT X MIP ADPT
Fittings | CA-D | 21.725 | 1-1/4 IN. COPPER SWT X MIP ADPT
Fittings | CA-DC | 16.5 | 1-1/4 IN. MIP X 1 IN. COPPER SWT ADPT
Fittings | CA-E | 23.65 | 1-1/2 IN. COPPER SWT X MIP ADPT
Fittings | CA-F | 39.6 | 2 IN. COPPER SWT X MIP ADPT
Fittings | CN-A | 4.62 | 1/2 IN. BRASS CLOSE NIPPLE
Fittings | CN-B | 6.6 | 3/4 IN. BRASS CLOSE NIPPLE
Fittings | CN-C | 9.57 | 1 IN. BRASS CLOSE NIPPLE
Fittings | CN-D | 14.52 | 1-1/4 IN. BRASS CLOSE NIPPLE
Fittings | CN-E | 18.7 | 1-1/2 IN. BRASS CLOSE NIPPLE
Fittings | CN-F | 28.875 | 2 IN. BRASS CLOSE NIPPLE
Fittings | PF-AF | 7.7 | 1/2 IN. PRESS X FEMALE COPPER ADAPTER
Fittings | PF-AM | 6.6 | 1/2 IN. PRESS X MALE COPPER ADAPTER
Fittings | PF-BM | 11.825 | 3/4 IN. PRESS X MALE COPPER ADAPTER
Fittings | PF-CM | 22 | 1 IN. PRESS X MALE COPPER ADAPTER
Fittings | PF-DM | 48.4 | 1-1/4 IN. PRESS X MALE COPPER ADAPTER
Fittings | PF-EM | 67.925 | 1-1/2 IN. PRESS X MALE COPPER ADAPTER
Fittings | PF-FM | 130.9 | 2 IN. PRESS X MALE COPPER ADAPTER
Hoses | HC-AMC-12 | 17.6 | 1/2 IN. X 12 IN. SS FLEX CONNECTOR - MALE X SWEAT SWIVEL
Hoses | HC-AMC-18 | 19.525 | 1/2 IN. X 18 IN. SS FLEX CONNECTOR - MALE X SWEAT SWIVEL
Hoses | HC-AMC-24 | 22 | 1/2 IN. X 24 IN. SS FLEX CONNECTOR - MALE X SWEAT SWIVEL
Hoses | HC-AMC-36 | 26.675 | 1/2 IN. X 36 IN. SS FLEX CONNECTOR - MALE X SWEAT SWIVEL
Hoses | HC-AMF-12 | 17.6 | 1/2 IN. X 12 IN. SS FLEX CONNECTOR - MALE X FEMALE SWIVEL
Hoses | HC-AMF-18 | 19.525 | 1/2 IN. X 18 IN. SS FLEX CONNECTOR - MALE X FEMALE SWIVEL
Hoses | HC-AMF-24 | 22 | 1/2 IN. X 24 IN. SS FLEX CONNECTOR - MALE X FEMALE SWIVEL
Hoses | HC-AMF-36 | 26.675 | 1/2 IN. X 36 IN. SS FLEX CONNECTOR - MALE X FEMALE SWIVEL
Hoses | HC-AMM-12 | 17.6 | 1/2 IN. X 12 IN. SS FLEX CONNECTOR - MALE X MALE SWIVEL
Hoses | HC-AMM-18 | 19.525 | 1/2 IN. X 18 IN. SS FLEX CONNECTOR - MALE X MALE SWIVEL
Hoses | HC-AMM-24 | 22 | 1/2 IN. X 24 IN. SS FLEX CONNECTOR - MALE X MALE SWIVEL
Hoses | HC-AMM-36 | 26.675 | 1/2 IN. X 36 IN. SS FLEX CONNECTOR - MALE X MALE SWIVEL
Hoses | HC-BMC-12 | 30.8 | 3/4 IN. X 12 IN. SS FLEX CONNECTOR - MALE X SWEAT SWIVEL
Hoses | HC-BMC-18 | 34.1 | 3/4 IN. X 18 IN. SS FLEX CONNECTOR - MALE X SWEAT SWIVEL
Hoses | HC-BMC-24 | 38.5 | 3/4 IN. X 24 IN. SS FLEX CONNECTOR - MALE X SWEAT SWIVEL
Hoses | HC-BMC-36 | 45.65 | 3/4 IN. X 36 IN. SS FLEX CONNECTOR - MALE X SWEAT SWIVEL
Hoses | HC-BMF-12 | 30.8 | 3/4 IN. X 12 IN. SS FLEX CONNECTOR - MALE X FEMALE SWIVEL
Hoses | HC-BMF-18 | 34.1 | 3/4 IN. X 18 IN. SS FLEX CONNECTOR - MALE X FEMALE SWIVEL
Hoses | HC-BMF-24 | 38.5 | 3/4 IN. X 24 IN. SS FLEX CONNECTOR - MALE X FEMALE SWIVEL
Hoses | HC-BMF-36 | 45.65 | 3/4 IN. X 36 IN. SS FLEX CONNECTOR - MALE X FEMALE SWIVEL
Hoses | HC-BMM-12 | 30.8 | 3/4 IN. X 12 IN. SS FLEX CONNECTOR - MALE X MALE SWIVEL
Hoses | HC-BMM-18 | 34.1 | 3/4 IN. X 18 IN. SS FLEX CONNECTOR - MALE X MALE SWIVEL
Hoses | HC-BMM-24 | 38.5 | 3/4 IN. X 24 IN. SS FLEX CONNECTOR - MALE X MALE SWIVEL
Hoses | HC-BMM-36 | 45.65 | 3/4 IN. X 36 IN. SS FLEX CONNECTOR - MALE X MALE SWIVEL
Hoses | HC-BMM-48 | 33.209 | 3/4 IN. X 48 IN. SS FLEX CONNECTOR - MALE X MALE SWIVEL
Hoses | HC-CMC-12 | 52.8 | 1 IN. X 12 IN. SS FLEX CONNECTOR - MALE X SWEAT SWIVEL
Hoses | HC-CMC-18 | 57.2 | 1 IN. X 18 IN. SS FLEX CONNECTOR - MALE X SWEAT SWIVEL
Hoses | HC-CMC-24 | 61.05 | 1 IN. X 24 IN. SS FLEX CONNECTOR - MALE X SWEAT SWIVEL
Hoses | HC-CMC-36 | 70.95 | 1 IN. X 36 IN. SS FLEX CONNECTOR - MALE X SWEAT SWIVEL
Hoses | HC-CMF-12 | 52.8 | 1 IN. X 12 IN. SS FLEX CONNECTOR - MALE X FEMALE SWIVEL
Hoses | HC-CMF-18 | 57.2 | 1 IN. X 18 IN. SS FLEX CONNECTOR - MALE X FEMALE SWIVEL
Hoses | HC-CMF-24 | 61.05 | 1 IN. X 24 IN. SS FLEX CONNECTOR - MALE X FEMALE SWIVEL
Hoses | HC-CMF-36 | 70.95 | 1 IN. X 36 IN. SS FLEX CONNECTOR - MALE X FEMALE SWIVEL
Hoses | HC-CMM-12 | 52.8 | 1 IN. X 12 IN. SS FLEX CONNECTOR - MALE X MALE SWIVEL
Hoses | HC-CMM-18 | 57.2 | 1 IN. X 18 IN. SS FLEX CONNECTOR - MALE X MALE SWIVEL
Hoses | HC-CMM-24 | 61.05 | 1 IN. X 24 IN. SS FLEX CONNECTOR - MALE X MALE SWIVEL
Hoses | HC-CMM-36 | 70.95 | 1 IN. X 36 IN. SS FLEX CONNECTOR - MALE X MALE SWIVEL
Hoses | HC-DMC-18 | 90.2 | 1-1/4 IN. X 18 IN. SS FLEX CONNECTOR - MALE X SWEAT SWIVEL
Hoses | HC-DMC-24 | 99 | 1-1/4 IN. X 24 IN. SS FLEX CONNECTOR - MALE X SWEAT SWIVEL
Hoses | HC-DMC-36 | 116.6 | 1-1/4 IN. X 36 IN. SS FLEX CONNECTOR - MALE X SWEAT SWIVEL
Hoses | HC-DMF-18 | 90.2 | 1-1/4 IN. X 18 IN. SS FLEX CONNECTOR - MALE X FEMALE SWIVEL
Hoses | HC-DMF-24 | 99 | 1-1/4 IN. X 24 IN. SS FLEX CONNECTOR - MALE X FEMALE SWIVEL
Hoses | HC-DMF-36 | 116.6 | 1-1/4 IN. X 36 IN. SS FLEX CONNECTOR - MALE X FEMALE SWIVEL
Hoses | HC-DMM-18 | 90.2 | 1-1/4 IN. X 18 IN. SS FLEX CONNECTOR - MALE X MALE SWIVEL
Hoses | HC-DMM-24 | 99 | 1-1/4 IN. X 24 IN. SS FLEX CONNECTOR - MALE X MALE SWIVEL
Hoses | HC-DMM-36 | 116.6 | 1-1/4 IN. X 36 IN. SS FLEX CONNECTOR - MALE X MALE SWIVEL
Hoses | HC-EMC-18 | 141.9 | 1-1/2 IN. X 18 IN. SS FLEX CONNECTOR - MALE X SWEAT SWIVEL
Hoses | HC-EMC-24 | 152.9 | 1-1/2 IN. X 24 IN. SS FLEX CONNECTOR - MALE X SWEAT SWIVEL
Hoses | HC-EMC-36 | 168.3 | 1-1/2 IN. X 36 IN. SS FLEX CONNECTOR - MALE X SWEAT SWIVEL
Hoses | HC-EMF-24 | 152.9 | 1-1/2 IN. X 24 IN. SS FLEX CONNECTOR - MALE X FEMALE SWIVEL
Hoses | HC-EMF-36 | 168.3 | 1-1/2 IN. X 36 IN. SS FLEX CONNECTOR - MALE X FEMALE SWIVEL
Hoses | HC-EMM-18 | 141.9 | 1-1/2 IN. X 18 IN. SS FLEX CONNECTOR - MALE X MALE SWIVEL
Hoses | HC-EMM-24 | 152.9 | 1-1/2 IN. X 24 IN. SS FLEX CONNECTOR - MALE X MALE SWIVEL
Hoses | HC-EMM-36 | 168.3 | 1-1/2 IN. X 36 IN. SS FLEX CONNECTOR - MALE X MALE SWIVEL
Hoses | HC-FMC-24 | 264 | 2 IN. X 24 IN. SS FLEX CONNECTOR - MALE X SWEAT SWIVEL
Hoses | HC-FMC-36 | 302.5 | 2 IN. X 36 IN. SS FLEX CONNECTOR - MALE X SWEAT SWIVEL
Hoses | HC-FMF-24 | 264 | 2 IN. X 24 IN. SS FLEX CONNECTOR - MALE X FEMALE SWIVEL
Hoses | HC-FMF-36 | 302.5 | 2 IN. X 36 IN. SS FLEX CONNECTOR - MALE X FEMALE SWIVEL
Hoses | HC-FMM-24 | 264 | 2 IN. X 24 IN. SS FLEX CONNECTOR - MALE X MALE SWIVEL
Hoses | HC-FMM-36 | 302.5 | 2 IN. X 36 IN. SS FLEX CONNECTOR - MALE X MALE SWIVEL
MS | MS-GFF-H | 519.057 | 2-1/2 IN. TERMINATOR MS FL X FL - HIGH FLOW
MS | MS-GFF-H-V | 523.457 | 2-1/2 IN. TERMINATOR MS FL X FL - HIGH FLOW W/VENT
MS | MS-GFF-L | 519.057 | 2-1/2 IN. TERMINATOR MS FL X FL - LOW FLOW
MS | MS-GFF-L-V | 523.457 | 2-1/2 IN. TERMINATOR MS FL X FL - LOW FLOW W/VENT
MS | MS-GFF-L-X | 416.9 | 2-1/2 IN. TERMINATOR MS FL X FL - LOW FLOW W/EXT. PTS
MS | MS-GFG-H | 457.27 | 2-1/2 IN. TERMINATOR MS FL X GR - HIGH FLOW
MS | MS-GFG-L | 457.27 | 2-1/2 IN. TERMINATOR MS FL X GR - LOW FLOW
MS | MS-GWW-H | 337.799 | 2-1/2 IN. TERMINATOR MS W & GR - HIGH FLOW
MS | MS-GWW-L | 337.799 | 2-1/2 IN. TERMINATOR MS W & GR - LOW FLOW
MS | MS-HFF-H | 593.208 | 3 IN. TERMINATOR MS FL X FL - HIGH FLOW
MS | MS-HFF-H-V | 597.608 | 3 IN. TERMINATOR MS FL X FL - HIGH FLOW W/VENT
MS | MS-HFF-H-X | 606.408 | 3 IN. TERMINATOR MS FL X FL - HIGH FLOW W/EXT. PTS
MS | MS-HFF-L | 593.208 | 3 IN. TERMINATOR MS - LOW FLOW
MS | MS-HFF-L-X | 606.408 | 3 IN. TERMINATOR MS FL X FL - LOW FLOW W/EXT. PTS
MS | MS-HFG-H | 535.535 | 3 IN. TERMINATOR MS FL X GR - HIGH FLOW
MS | MS-HFG-L | 535.535 | 3 IN. TERMINATOR MS FL X GR - LOW FLOW
MS | MS-HWW-H | 395.472 | 3 IN. TERMINATOR MS W X GR - HIGH FLOW
MS | MS-HWW-L | 395.472 | 3 IN. TERMINATOR MS W & GR - LOW FLOW
MS | MS-IFF | 844.503 | 4 IN. TERMINATOR MS FL X FL
MS | MS-IFF-V | 848.903 | 4 IN. TERMINATOR MS FL X FL W/VENT
MS | MS-IFF-X | 857.703 | 4 IN. TERMINATOR MS FL X FL - W/EXT. PTS
MS | MS-IFG | 782.705 | 4 IN. TERMINATOR MS FL X GR
MS | MS-IWW | 560.252 | 4 IN. TERMINATOR MS W & GR
MS | MS-JFF | 1252.328 | 6 IN. TERMINATOR MS FL X FL
MS | MS-JFF-X | 1265.528 | 6 IN. TERMINATOR MS FL X FL - W/EXT. PTS
MS | MS-JFG | 1190.541 | 6 IN. TERMINATOR MS FL X GR
MS | MS-JWW | 815.661 | 6 IN. TERMINATOR MS W & GR
MS | MS-KFF | 1936.165 | 8 IN. TERMINATOR MS FL X FL
MS | MS-KWW | 1553.057 | 8 IN. TERMINATOR MS W & GR
NT | NT-ACC | 35.2 | 1/2 IN. TERMINATOR N CXC
NT | NT-ACC-M | 39.6 | 1/2 IN. TERMINATOR N CXC W/MEMORY
NT | NT-ACC-O | 31.9 | 1/2 IN. TERMINATOR N CXC LESS PT
NT | NT-ACC-OM | 36.3 | 1/2 IN. TERMINATOR N CXC LESS PT W/MEMORY STOP
NT | NT-ACC-OQ | 46.2 | 1/2 IN. TERMINATOR N CXC LESS PT W/DRAIN
NT | NT-ACC-OV | 36.3 | 1/2 IN. TERMINATOR N CXC LESS PT W/VENT
NT | NT-ACC-Q | 49.5 | 1/2 IN. TERMINATOR N CXC W/DRAIN
NT | NT-ACC-QX | 71.5 | 1/2 IN. TERMINATOR N CXC W/DRAIN & EXT. HDL & EXT. PT
NT | NT-ACC-V | 39.6 | 1/2 IN. TERMINATOR N CXC W/VENT
NT | NT-ACC-X | 57.2 | 1/2 IN. TERMINATOR N CXC W/EXT. PT & EXT HDL
NT | NT-ACF | 35.2 | 1/2 IN. TERMINATOR N CXF
NT | NT-ACF-M | 39.6 | 1/2 IN. TERMINATOR N CXF W/MEMORY STOP
NT | NT-ACF-O | 31.9 | 1/2 IN. TERMINATOR N CXF- LESS PT
NT | NT-ACF-OM | 36.3 | 1/2 IN. TERMINATOR N CXF LESS PT W/MEMORY STOP
NT | NT-ACF-OQ | 46.2 | 1/2 IN. TERMINATOR N CXF LESS PT W/DRAIN
NT | NT-ACF-Q | 49.5 | 1/2 IN. TERMINATOR N CXF W/DRAIN
NT | NT-ACM | 35.2 | 1/2 IN. TERMINATOR N CXM
NT | NT-ACM-M | 39.6 | 1/2 IN. TERMINATOR N CXM W/MEMORY STOP
NT | NT-ACM-O | 31.9 | 1/2 IN. TERMINATOR N CXM- LESS PT
NT | NT-ACM-OM | 36.3 | 1/2 IN. TERMINATOR N CXM- LESS PT W/MEMORY STOP
NT | NT-ACM-OQ | 46.2 | 1/2 IN. TERMINATOR N CXM- LESS PT W/DRAIN
NT | NT-ACM-OV | 36.3 | 1/2 IN. TERMINATOR N CXM- LESS PT W/VENT
NT | NT-ACM-Q | 49.5 | 1/2 IN. TERMINATOR N CXM- W/DRAIN
NT | NT-ACM-V | 39.6 | 1/2 IN. TERMINATOR N CXM- W/VENT
NT | NT-ACM-X | 57.2 | 1/2 IN. TERMINATOR N CXM- W/EXT. PT & EXT. HDL
NT | NT-AFC | 35.2 | 1/2 IN. TERMINATOR N FXC
NT | NT-AFC-M | 39.6 | 1/2 IN. TERMINATOR N FXC W/MEMORY STOP
NT | NT-AFC-O | 31.9 | 1/2 IN. TERMINATOR N FXC LESS PT
NT | NT-AFC-OM | 36.3 | 1/2 IN. TERMINATOR N FXC LESS PT W/MEMORY STOP
NT | NT-AFC-OQ | 46.2 | 1/2 IN. TERMINATOR N FXC LESS PT W/DRAIN
NT | NT-AFC-OX | 47.3 | 1/2 IN. TERMINATOR N FXC LESS PT W/EXT. HDL
NT | NT-AFC-Q | 49.5 | 1/2 IN. TERMINATOR N FXC W/DRAIN
NT | NT-AFC-V | 39.6 | 1/2 IN. TERMINATOR N FXC W/VENT
NT | NT-AFC-VX | 68.2 | 1/2 IN. TERMINATOR N FXC W/ EXT. VENT, PT & EXT. HDL
NT | NT-AFF | 35.2 | 1/2 IN. TERMINATOR N FXF
NT | NT-AFF-M | 39.6 | 1/2 IN. TERMINATOR N FXF W/MEMORY STOP
NT | NT-AFF-O | 31.9 | 1/2 IN. TERMINATOR N FXF LESS PT PORT
NT | NT-AFF-OM | 36.3 | 1/2 IN. TERMINATOR N FXF LESS PT W/MEMORY STOP
NT | NT-AFF-Q | 49.5 | 1/2 IN. TERMINATOR N FXF W/DRAIN
NT | NT-AFF-QV | 53.9 | 1/2 IN. TERMINATOR N FXF W/ BLOW DOWN DRAIN & VENT
NT | NT-AFF-V | 39.6 | 1/2 IN. TERMINATOR N FXF W/VENT
NT | NT-AFF-X | 57.2 | 1/2 IN. TERMINATOR N FXF W/ EXT. PT & EXT. HDL
NT | NT-AFM | 35.2 | 1/2 IN. TERMINATOR N FXM
NT | NT-AFM-M | 39.6 | 1/2 IN. TERMINATOR N FXM W/MEMORY STOP
NT | NT-AFM-MO | 36.3 | 1/2 IN. TERMINATOR N FXM LESS PT & MEMORY STOP
NT | NT-AFM-MOX | 51.7 | 1/2 IN. TERMINATOR N FXM LESS PT W/EXT. HDL & MEMORY STOP
NT | NT-AFM-O | 31.9 | 1/2 IN. TERMINATOR N FXM LESS PT
NT | NT-AFM-OM | 36.3 | 1/2 IN. TERMINATOR N FXM LESS PT W/MEMORY STOP
NT | NT-AFM-OV | 36.3 | 1/2 IN. TERMINATOR N FXM- LESS PT W/VENT
NT | NT-AFM-OX | 47.3 | 1/2 IN. TERMINATOR N FXM LESS PT W/EXT. HDL
NT | NT-AFM-Q | 49.5 | 1/2 IN. TERMINATOR N FXM W/DRAIN
NT | NT-AFM-V | 39.6 | 1/2 IN. TERMINATOR N FXM W/VENT
NT | NT-AFM-X | 57.2 | 1/2 IN. TERMINATOR N FXM W/EXT. PT & EXT. HDL
NT | NT-AP | 39.6 | 1/2 IN. TERMINATOR N PRESS BODY
NT | NT-APC | 39.6 | 1/2 IN. TERMINATOR N PXC
NT | NT-APC-V | 44 | 1/2 IN. TERMINATOR N PXC W/ MANUAL AIR VENT
NT | NT-APF-V | 44 | 1/2 IN. TERMINATOR N PXF W/VENT
NT | NT-APF-X | 61.6 | 1/2 IN. TERMINATOR N PXF W/EXT. HDL & EXT. PT
NT | NT-APM-V | 44 | 1/2 IN. TERMINATOR N PXM W/VENT
NT | NT-BC | 40.7 | 3/4 IN. TERMINATOR N SWEAT BODY
NT | NT-BCC | 40.7 | 3/4 IN. TERMINATOR N CXC
NT | NT-BCC-M | 46.2 | 3/4 IN. TERMINATOR N CXC W/MEMORY STOP
NT | NT-BCC-MV | 50.6 | 3/4 IN. TERMINATOR N CXC W/MEMORY STOP & MANUAL AIR VENT
NT | NT-BCC-O | 37.4 | 3/4 IN. TERMINATOR N CXC LESS PT
NT | NT-BCC-OM | 42.9 | 3/4 IN. TERMINATOR N CXC LESS PT W/MEMORY STOP
NT | NT-BCC-OQ | 51.7 | 3/4 IN. TERMINATOR N CXC LESS PT W/DRAIN
NT | NT-BCC-OV | 41.8 | 3/4 IN. TERMINATOR N CXC LESS PT W/VENT
NT | NT-BCC-Q | 55 | 3/4 IN. TERMINATOR N CXC W/DRAIN
NT | NT-BCC-QX | 78.1 | 3/4 IN. TERMINATOR N CXC W/DRAIN & EXT. HDL & EXT. PT
NT | NT-BCC-V | 45.1 | 3/4 IN. TERMINATOR N CXC W/VENT
NT | NT-BCC-VX | 74.8 | 3/4 IN. TERMINATOR N CXC W/VENT & EXT. HDL & PT.
NT | NT-BCC-X | 63.8 | 3/4 IN. TERMINATOR N CXC W/EXT PT.& EXT. HDL
NT | NT-BCF | 40.7 | 3/4 IN. TERMINATOR N CXF
NT | NT-BCF-M | 46.2 | 3/4 IN. TERMINATOR N CXF W/MEMORY STOP
NT | NT-BCF-O | 37.4 | 3/4 IN. TERMINATOR N CXF LESS PT
NT | NT-BCF-OM | 42.9 | 3/4 IN. TERMINATOR N CXF LESS PT W/MEMORY STOP
NT | NT-BCF-OQ | 51.7 | 3/4 IN. TERMINATOR N CXF LESS PT W/DRAIN
NT | NT-BCF-Q | 55 | 3/4 IN. TERMINATOR N CXF W/DRAIN
NT | NT-BCF-QX | 78.1 | 3/4 IN. TERMINATOR N CXF W/DRAIN & EXT. HDL & EXT. PT
NT | NT-BCF-V | 45.1 | 3/4 IN. TERMINATOR N CXF W/VENT
NT | NT-BCF-X | 63.8 | 3/4 IN. TERMINATOR N CXF W/EXT PT PORTS & EXT. HDL
NT | NT-BCM | 40.7 | 3/4 IN. TERMINATOR N CXM
NT | NT-BCM-M | 46.2 | 3/4 IN. TERMINATOR N CXM W/MEMORY STOP
NT | NT-BCM-O | 37.4 | 3/4 IN. TERMINATOR N CXM LESS PT
NT | NT-BCM-OM | 42.9 | 3/4 IN. TERMINATOR N CXM LESS PT W/MEMORY STOP
NT | NT-BCM-OQ | 51.7 | 3/4 IN. TERMINATOR N CXM LESS PT W/DRAIN
NT | NT-BCM-OV | 41.8 | 3/4 IN. TERMINATOR N CXM LESS PT W/ VENT
NT | NT-BCM-Q | 55 | 3/4 IN. TERMINATOR N CXM W/DRAIN
NT | NT-BCM-QX | 78.1 | 3/4 IN. TERMINATOR N CXM W/DRAIN & EXT. HDL & EXT. PT
NT | NT-BCM-V | 45.1 | 3/4 IN. TERMINATOR N CXM W/VENT
NT | NT-BCM-X | 63.8 | 3/4 IN. TERMINATOR N CXM W/EXT. HDL & EXT. PT
NT | NT-BCRC | 40.7 | 3/4 IN. TERMINATOR N CXRC
NT | NT-BCRC-M | 46.2 | 3/4 IN. TERMINATOR N CXRC W/MEMORY STOP
NT | NT-BCRC-O | 37.4 | 3/4 IN. TERMINATOR N CXRC LESS PT
NT | NT-BCRC-OM | 42.9 | 3/4 IN. TERMINATOR N CXRC LESS PT W/MEMORY STOP
NT | NT-BCRC-OQ | 51.7 | 3/4 IN. TERMINATOR N CXRC LESS PT W/DRAIN
NT | NT-BCRC-OV | 41.8 | 3/4 IN. TERMINATOR N CXRC LESS PT W/VENT
NT | NT-BCRC-Q | 55 | 3/4 IN. TERMINATOR N CXRC W/DRAIN
NT | NT-BCRC-V | 45.1 | 3/4 IN. TERMINATOR N CXRC W/VENT
NT | NT-BCRF | 40.7 | 3/4 IN. TERMINATOR N CXRF
NT | NT-BCRF-M | 46.2 | 3/4 IN. TERMINATOR N CXRF W/MEMORY STOP
NT | NT-BCRF-O | 37.4 | 3/4 IN. TERMINATOR N CXRF LESS PT
NT | NT-BCRF-OM | 42.9 | 3/4 IN. TERMINATOR N CXRF LESS PT W/MEMORY STOP
NT | NT-BCRF-OQ | 51.7 | 3/4 IN. TERMINATOR N CXRF LESS PT W/DRAIN
NT | NT-BCRF-Q | 55 | 3/4 IN. TERMINATOR N CXRF W/DRAIN
NT | NT-BCRF-QX | 78.1 | 3/4 IN. TERMINATOR N CXRF W/DRAIN & EXT. HDL & EXT. PT
NT | NT-BCRM | 40.7 | 3/4 IN. TERMINATOR N CXRM
NT | NT-BCRM-M | 46.2 | 3/4 IN. TERMINATOR N CXRM W/MEMORY STOP
NT | NT-BCRM-MB | 57.2 | 3/4 IN. TERMINATOR N CXRM W/MEM STOP & BALL VLV AIR VENT
NT | NT-BCRM-O | 37.4 | 3/4 IN. TERMINATOR N CXRM LESS PT
NT | NT-BCRM-OM | 42.9 | 3/4 IN. TERMINATOR N CXRM LESS PT W/MEMORY STOP
NT | NT-BCRM-OQ | 51.7 | 3/4 IN. TERMINATOR N CXRM LESS PT W/DRAIN
NT | NT-BCRM-OQV | 56.1 | 3/4 IN. TERMINATOR N CXRM LESS PT,W/ DRAIN & MANUAL AIR VENT
NT | NT-BCRM-OV | 41.8 | 3/4 IN. TERMINATOR N CXRM LESS PT W/VENT
NT | NT-BCRM-Q | 55 | 3/4 IN. TERMINATOR N CXRM W/DRAIN
NT | NT-BCRM-QV | 59.4 | 3/4 IN. TERMINATOR N CXRM- W/ DRAIN & MANUAL AIR VENT
NT | NT-BCRM-V | 45.1 | 3/4 IN. TERMINATOR N CXRM W/VENT
NT | NT-BCRM-X | 63.8 | 3/4 IN. TERMINATOR N CXRM W/EXT. HDL & EXT. PT
NT | NT-BFC | 40.7 | 3/4 IN. TERMINATOR N FXC
NT | NT-BFC-M | 46.2 | 3/4 IN. TERMINATOR N FXC W/MEMORY STOP
NT | NT-BFC-O | 37.4 | 3/4 IN. TERMINATOR N FXC LESS PT
NT | NT-BFC-OM | 42.9 | 3/4 IN. TERMINATOR N FXC LESS PT W/MEMORY STOP
NT | NT-BFC-OQ | 51.7 | 3/4 IN. TERMINATOR N FXC LESS PT W/DRAIN
NT | NT-BFC-OV | 41.8 | 3/4 IN. TERMINATOR N FXC LESS PT W/VENT
NT | NT-BFC-Q | 55 | 3/4 IN. TERMINATOR N FXC W/DRAIN
NT | NT-BFC-QX | 78.1 | 3/4 IN. TERMINATOR N FXC W/DRAIN & EXT. HDL & EXT. PT
NT | NT-BFC-V | 45.1 | 3/4 IN. TERMINATOR N FXC W/VENT
NT | NT-BFF | 40.7 | 3/4 IN. TERMINATOR N FXF
NT | NT-BFF-M | 46.2 | 3/4 IN. TERMINATOR N FXF W/MEMORY STOP
NT | NT-BFF-MQ | 60.5 | 3/4 IN. TERMINATOR N FXF W/MEMORY STOP & DRAIN
NT | NT-BFF-O | 37.4 | 3/4 IN. TERMINATOR N FXF LESS PT
NT | NT-BFF-OM | 42.9 | 3/4 IN. TERMINATOR N FXF LESS PT W/MEMORY STOP
NT | NT-BFF-OQ | 51.7 | 3/4 IN. TERMINATOR N FXF LESS PT W/DRAIN
NT | NT-BFF-Q | 55 | 3/4 IN. TERMINATOR N FXF W/DRAIN
NT | NT-BFF-V | 45.1 | 3/4 IN. TERMINATOR N FXF W/VENT
NT | NT-BFF-X | 63.8 | 3/4 IN. TERMINATOR N FXF W/EXT. HDL & EXT. PT
NT | NT-BFM | 40.7 | 3/4 IN. TERMINATOR N FXM
NT | NT-BFM-M | 46.2 | 3/4 IN. TERMINATOR N FXM W/MEMORY STOP
NT | NT-BFM-MOX | 53.9 | 3/4 IN. TERMINATOR N FXM LESS PT W/EXT. HDL & MEMORY STOP
NT | NT-BFM-O | 37.4 | 3/4 IN. TERMINATOR N FXM LESS PT
NT | NT-BFM-OM | 42.9 | 3/4 IN. TERMINATOR N FXM LESS PT W/MEMORY STOP
NT | NT-BFM-OX | 53.9 | 3/4 IN. TERMINATOR N FXM LESS PT W/EXT. HDL
NT | NT-BFM-Q | 55 | 3/4 IN. TERMINATOR N FXM W/DRAIN
NT | NT-BFM-V | 45.1 | 3/4 IN. TERMINATOR N FXM W/VENT
NT | NT-BFM-X | 63.8 | 3/4 IN. TERMINATOR N FXM W/EXT. HDL & EXT. PT
NT | NT-BFRC | 40.7 | 3/4 IN. TERMINATOR N FXRC
NT | NT-BFRC-O | 37.4 | 3/4 IN. TERMINATOR N FXRC LESS PT
NT | NT-BFRC-OM | 42.9 | 3/4 IN. TERMINATOR N FXRC LESS PT W/MEMORY STOP
NT | NT-BFRC-Q | 55 | 3/4 IN. TERMINATOR N FXRC W/DRAIN
NT | NT-BFRC-V | 45.1 | 3/4 IN. TERMINATOR N FXRC W/VENT
NT | NT-BFRC-X | 63.8 | 3/4 IN. TERMINATOR N FXRC W/ EXT. HDL. & EXT. PT
NT | NT-BFRF | 40.7 | 3/4 IN. TERMINATOR N FXRF
NT | NT-BFRF-M | 46.2 | 3/4 IN. TERMINATOR N FXRF W/MEMORY STOP
NT | NT-BFRF-O | 37.4 | 3/4 IN. TERMINATOR N FXRF LESS PT
NT | NT-BFRF-Q | 55 | 3/4 IN. TERMINATOR N FXRF W/DRAIN
NT | NT-BFRF-V | 45.1 | 3/4 IN. TERMINATOR N FXRF W/VENT
NT | NT-BFRF-X | 63.8 | 3/4 IN. TERMINATOR N FXRF W/ EXT. HDL. & EXT. PT
NT | NT-BFRM | 40.7 | 3/4 IN. TERMINATOR N FXRM
NT | NT-BFRM-M | 46.2 | 3/4 IN. TERMINATOR N FXRM W/MEMORY
NT | NT-BFRM-MX | 69.3 | 3/4 IN. TERMINATOR N FXRM W/EXT. HDL & EXT. PT W/ MEMORY
NT | NT-BFRM-O | 37.4 | 3/4 IN. TERMINATOR N FXRM LESS PT
NT | NT-BFRM-OM | 42.9 | 3/4 IN. TERMINATOR N FXRM LESS PT W/MEMORY STOP
NT | NT-BFRM-OMX | 53.9 | 3/4 IN. TERMINATOR N FXRM LESS PT W/EXT. HDL & MEMORY STOP
NT | NT-BFRM-OX | 53.9 | 3/4 IN. TERMINATOR N FXRM W/EXT. HDL, LESS PT
NT | NT-BFRM-Q | 55 | 3/4 IN. TERMINATOR N FXRM W/DRAIN
NT | NT-BFRM-V | 45.1 | 3/4 IN. TERMINATOR N FXRM W/VENT
NT | NT-BFRM-X | 63.8 | 3/4 IN. TERMINATOR N FXRM W/EXT. HDL & EXT. PT
NT | NT-BPC | 41.8 | 3/4 IN. TERMINATOR N PXC
NT | NT-BPC-Q | 56.1 | 3/4 IN. TERMINATOR N PXC W/DRAIN
NT | NT-BPC-V | 46.2 | 3/4 IN. TERMINATOR N PXC W/VENT
NT | NT-BPF | 41.8 | 3/4 IN. TERMINATOR N PXF
NT | NT-BPF-Q | 56.1 | 3/4 IN. TERMINATOR N PXF W/DRAIN
NT | NT-BPF-X | 64.9 | 3/4 IN. TERMINATOR N PXF W/EXT. HDL & EXT. PT
NT | NT-BPM | 41.8 | 3/4 IN. TERMINATOR N PXM
NT | NT-BPRF-Q | 56.1 | 3/4 IN. TERMINATOR N PXRF W/DRAIN
NT | NT-BPRM-OQV | 57.2 | 3/4 IN. TERMINATOR N PXRM LESS PT, W/DRAIN & MANUAL AIR VENT
NT | NT-BPRM-Q | 56.1 | 3/4 IN. TERMINATOR N PXRM W/DRAIN
NT | NT-BPRM-QV | 60.5 | 3/4 IN. TERMINATOR N PXRM W/DRAIN & MANUAL AIR VENT
NT | NT-BPRM-V | 46.2 | 3/4 IN. TERMINATOR N PXRM W/VENT
NT | NT-CC2RC | 64.9 | 1 IN. TERMINATOR N CX2RC
NT | NT-CC2RC-M | 72.6 | 1 IN. TERMINATOR N CX2RC CW/MEMORY STOP
NT | NT-CC2RC-O | 61.6 | 1 IN. TERMINATOR N CX2RC LESS PT
NT | NT-CC2RC-OQ | 75.9 | 1 IN. TERMINATOR N CX2RC LESS PT W/DRAIN
NT | NT-CC2RC-Q | 79.2 | 1 IN. TERMINATOR N CX2RC W/DRAIN
NT | NT-CC2RF | 64.9 | 1 IN. TERMINATOR N CX2RF
NT | NT-CC2RF-OQ | 75.9 | 1 IN. TERMINATOR N CX2RF LESS PT W/DRAIN
NT | NT-CC2RF-Q | 79.2 | 1 IN. TERMINATOR N CX2RF W/DRAIN
NT | NT-CC2RM | 64.9 | 1 IN. TERMINATOR N CX2RM
NT | NT-CC2RM-M | 72.6 | 1 IN. TERMINATOR N CX2RM W/MEMORY STOP
NT | NT-CC2RM-MX | 95.7 | 1 IN. TERMINATOR N CX2RM W/MEMORY STOP & EX PT. & EX. HDL
NT | NT-CC2RM-O | 61.6 | 1 IN. TERMINATOR N CX2RM LESS PT
NT | NT-CC2RM-OM | 69.3 | 1 IN. TERMINATOR N CX2RM LESS PT /W MEMORY STOP
NT | NT-CC2RM-OQ | 75.9 | 1 IN. TERMINATOR N CX2RM LESS PT W/DRAIN
NT | NT-CC2RM-OQV | 69.3 | 1 IN. TERMINATOR N CX2RM LESS PT, W/ DRAIN & MANUAL AIR VENT
NT | NT-CC2RM-OV | 66 | 1 IN. TERMINATOR N CX2RM LESS PT W/VENT
NT | NT-CC2RM-Q | 79.2 | 1 IN. TERMINATOR N CX2RM W/DRAIN
NT | NT-CC2RM-QV | 83.6 | 1 IN. TERMINATOR N CX2RM- W/ DRAIN & MANUAL AIR VENT
NT | NT-CC2RM-V | 69.3 | 1 IN. TERMINATOR N CX2RM W/VENT
NT | NT-CC2RM-X | 90.75 | 1 IN. TERMINATOR N CX2RM W/EXT. HDL & EXT. PT
NT | NT-CCC | 64.9 | 1 IN. TERMINATOR N CXC
NT | NT-CCC-M | 72.6 | 1 IN. TERMINATOR N CXC W/MEMORY STOP
NT | NT-CCC-O | 61.6 | 1 IN. TERMINATOR N CXC LESS PT
NT | NT-CCC-OM | 69.3 | 1 IN. TERMINATOR N CXC LESS PT W/MEMORY STOP
NT | NT-CCC-OQ | 75.9 | 1 IN. TERMINATOR N CXC LESS PT W/DRAIN
NT | NT-CCC-OV | 66 | 1 IN. TERMINATOR N CXC LESS PT W/VENT
NT | NT-CCC-Q | 79.2 | 1 IN. TERMINATOR N CXC W/DRAIN
NT | NT-CCC-QX | 105.05 | 1 IN. TERMINATOR N CXC W/DRAIN & EXT. HDL & EXT. PT
NT | NT-CCC-V | 69.3 | 1 IN. TERMINATOR N CXC W/VENT
NT | NT-CCC-X | 90.75 | 1 IN. TERMINATOR N CXC W/EX. HDL & EXT. PT
NT | NT-CCF | 64.9 | 1 IN. TERMINATOR N CXF
NT | NT-CCF-M | 72.6 | 1 IN. TERMINATOR N CXF W/MEMORY STOP
NT | NT-CCF-O | 61.6 | 1 IN. TERMINATOR N CXF LESS PT
NT | NT-CCF-OQ | 75.9 | 1 IN. TERMINATOR N CXF LESS PT W/DRAIN
NT | NT-CCF-OX | 80.85 | 1 IN. TERMINATOR N CXF LESS PT W/EXT.
NT | NT-CCF-Q | 79.2 | 1 IN. TERMINATOR N CXF W/DRAIN
NT | NT-CCF-QX | 105.05 | 1 IN. TERMINATOR N CXF W DRAIN EXT. HDL & EXT. PT
NT | NT-CCF-V | 69.3 | 1 IN. TERMINATOR N CXF W/VENT
NT | NT-CCF-X | 90.75 | 1 IN. TERMINATOR N CXF W/EXT.
NT | NT-CCM | 64.9 | 1 IN. TERMINATOR N CXM
NT | NT-CCM-M | 72.6 | 1 IN. TERMINATOR N CXM W/MEMORY STOP
NT | NT-CCM-O | 61.6 | 1 IN. TERMINATOR N CXM LESS PT
NT | NT-CCM-OM | 69.3 | 1 IN. TERMINATOR N CXM LESS PT W/MEMORY STOP
NT | NT-CCM-OQ | 75.9 | 1 IN. TERMINATOR N CXM LESS PT W/DRAIN
NT | NT-CCM-OV | 66 | 1 IN. TERMINATOR N CXM LESS PT W/ MANUAL AIR VENT
NT | NT-CCM-Q | 79.2 | 1 IN. TERMINATOR N CXM W/DRAIN
NT | NT-CCM-QX | 105.05 | 1 IN. TERMINATOR N CXM W/DRAIN & EXT. HDL & EXT. PT
NT | NT-CCM-V | 69.3 | 1 IN. TERMINATOR N CXM W/VENT
NT | NT-CCM-X | 88 | 1 IN. TERMINATOR N CXM W/EXT. PT & HNDL
NT | NT-CCRC | 64.9 | 1 IN. TERMINATOR N CXRC
NT | NT-CCRC-O | 61.6 | 1 IN. TERMINATOR N CXRC LESS PT
NT | NT-CCRC-OM | 69.3 | 1 IN. TERMINATOR N CXRC LESS PT W/MEMORY STOP
NT | NT-CCRC-OQ | 75.9 | 1 IN. TERMINATOR N CXRC LESS PT W/DRAIN
NT | NT-CCRC-OV | 66 | 1 IN. TERMINATOR N CXRC LESS PT W/VENT
NT | NT-CCRC-Q | 79.2 | 1 IN. TERMINATOR N CXRC W/DRAIN
NT | NT-CCRC-QX | 105.05 | 1 IN. TERMINATOR N CXRC W/DRAIN & EXT. HDL & EXT. PT
NT | NT-CCRC-X | 90.75 | 1 IN. TERMINATOR N CXRC & EXT. HDL & EXT. PT
NT | NT-CCRF | 64.9 | 1 IN. TERMINATOR N CXRF
NT | NT-CCRF-M | 72.6 | 1 IN. TERMINATOR N CXRF W/MEMORY STOP
NT | NT-CCRF-O | 61.6 | 1 IN. TERMINATOR N CXRF LESS PT
NT | NT-CCRF-Q | 79.2 | 1 IN. TERMINATOR N CXRF W/DRAIN
NT | NT-CCRF-X | 90.75 | 1 IN. TERMINATOR N CXRF & EXT. HDL & EXT. PT
NT | NT-CCRM | 64.9 | 1 IN. TERMINATOR N CXRM
NT | NT-CCRM-M | 72.6 | 1 IN. TERMINATOR N CXRM W/MEMORY STOP
NT | NT-CCRM-O | 61.6 | 1 IN. TERMINATOR N CXRM LESS PT
NT | NT-CCRM-OM | 69.3 | 1 IN. TERMINATOR N CXRM LESS PT W/MEMORY STOP
NT | NT-CCRM-OQ | 75.9 | 1 IN. TERMINATOR N CXRM LESS PT W/DRAIN
NT | NT-CCRM-OV | 66 | 1 IN. TERMINATOR N CXRM LESS PT W/ VENT
NT | NT-CCRM-Q | 79.2 | 1 IN. TERMINATOR N CXRM W/DRAIN
NT | NT-CCRM-V | 69.3 | ISO VAL 1 IN. TO 3/4 IN. SWEAT STAND W/VENT
NT | NT-CCRM-X | 105.05 | 1 IN. TERMINATOR N CXRM W/EXT. HDL & EXT. PT
NT | NT-CF2RC | 64.9 | 1 IN. TERMINATOR N FX2RC
NT | NT-CF2RC-Q | 79.2 | 1 IN. TERMINATOR N FX2RC W/DRAIN
NT | NT-CF2RF | 64.9 | 1 IN. TERMINATOR N FX2RF
NT | NT-CF2RF-OM | 69.3 | 1 IN. TERMINATOR N FX2RF LESS PT W/MEMORY STOP
NT | NT-CF2RF-X | 90.75 | 1 IN. TERMINATOR N FX2RF W/ EXT. HDL. & EXT. PT
NT | NT-CF2RM | 64.9 | 1 IN. TERMINATOR N FX2RM
NT | NT-CF2RM-M | 72.6 | 1 IN. TERMINATOR N FX2RM W/MEMORY STOP
NT | NT-CF2RM-MX | 98.45 | 1 IN. TERMINATOR N FX2RM W/MEMORY STOP & EX PT. & EX. HDL
NT | NT-CF2RM-O | 61.6 | 1 IN. TERMINATOR N FX2RM LESS/PT
NT | NT-CF2RM-OM | 69.3 | 1 IN. TERMINATOR N FX2RM LESS PT W/MEMORY STOP
NT | NT-CF2RM-OMX | 80.85 | 1 IN. TERMINATOR N FX2RM LESS PT W/EXT. HAND & MEMORY STOP
NT | NT-CF2RM-OX | 80.85 | 1 IN. TERMINATOR N FX2RM LESS PT W/EXT. HANDLE
NT | NT-CF2RM-V | 69.3 | 1 IN. TERMINATOR N FX2RM W/VENT
NT | NT-CF2RM-X | 90.75 | 1 IN. TERMINATOR N FX2RM W/ EXT. HDL & PT PORT
NT | NT-CFC | 64.9 | 1 IN. TERMINATOR N FXC
NT | NT-CFC-O | 61.6 | 1 IN. TERMINATOR N FXC LESS PT
NT | NT-CFC-Q | 79.2 | 1 IN. TERMINATOR N FXC W/DRAIN
NT | NT-CFC-V | 69.3 | 1 IN. TERMINATOR N FXC W/VENT
NT | NT-CFF | 64.9 | 1 IN. TERMINATOR N FXF
NT | NT-CFF-M | 72.6 | 1 IN. TERMINATOR N FXF W/MEMORY STOP
NT | NT-CFF-O | 61.6 | 1 IN. TERMINATOR N FXF LESS PT
NT | NT-CFF-OM | 69.3 | 1 IN. TERMINATOR N FXF LESS PT W/MEMORY STOP
NT | NT-CFF-OQ | 75.9 | 1 IN. TERMINATOR N FXF LESS PT W/DRAIN
NT | NT-CFF-Q | 79.2 | 1 IN. TERMINATOR N FXF W/DRAIN
NT | NT-CFF-V | 69.3 | 1 IN. TERMINATOR N FXF W/VENT
NT | NT-CFF-VX | 101.75 | 1 IN. TERMINATOR N FXF W/EXT. HDL, EXT. PT & EXT MANUAL VENT
NT | NT-CFF-X | 90.75 | 1 IN. TERMINATOR N FXF W/EXT. HDL & EXT. PT
NT | NT-CFM | 64.9 | 1 IN. TERMINATOR N FXM
NT | NT-CFM-M | 72.6 | 1 IN. TERMINATOR N FXM W/MEMORY STOP
NT | NT-CFM-MO | 69.3 | 1 IN. TERMINATOR N FXM LESS PT W/MEMORY STOP
NT | NT-CFM-MOX | 80.85 | 1 IN. TERMINATOR N FXM LESS PT W/EXT. HAND & MEMORY STOP
NT | NT-CFM-O | 61.6 | 1 IN. TERMINATOR N FXM LESS PT
NT | NT-CFM-OM | 69.3 | 1 IN. TERMINATOR N FXM LESS PT W/MEMORY STOP
NT | NT-CFM-OX | 80.85 | 1 IN. TERMINATOR N FXM LESS PT W/EXT. HANDLE
NT | NT-CFM-Q | 79.2 | 1 IN. TERMINATOR N FXM W/DRAIN
NT | NT-CFM-X | 90.75 | 1 IN. TERMINATOR N FXM W/ EXT. HDL & EXT. PT
NT | NT-CFRC | 64.9 | 1 IN. TERMINATOR N FXRC
NT | NT-CFRC-O | 61.6 | 1 IN. TERMINATOR N FXRC LESS PT
NT | NT-CFRC-OM | 69.3 | 1 IN. TERMINATOR N FXRC LESS PT W/MEMORY STOP
NT | NT-CFRC-OQ | 75.9 | 1 IN. TERMINATOR N FXRC LESS PT W/DRAIN
NT | NT-CFRC-Q | 79.2 | 1 IN. TERMINATOR N FXRC W/DRAIN
NT | NT-CFRC-QX | 105.05 | 1 IN. TERMINATOR N FXRC W/DRAIN & EXT. HDL & EXT. PT
NT | NT-CFRC-V | 69.3 | 1 IN. TERMINATORN FXRC W/VENT
NT | NT-CFRF | 64.9 | 1 IN. TERMINATOR N FXRF
NT | NT-CFRF-M | 72.6 | 1 IN. TERMINATOR N FXRF W/MEMORY STOP
NT | NT-CFRF-Q | 79.2 | 1 IN. TERMINATOR N FXRF W/DRAIN
NT | NT-CFRM | 64.9 | 1 IN. TERMINATOR N FXRM
NT | NT-CFRM-M | 72.6 | 1 IN. TERMINATOR N FXRM W/MEMORY STOP
NT | NT-CFRM-O | 61.6 | 1 IN. TERMINATOR N FXRM LESS PT
NT | NT-CFRM-OM | 69.3 | 1 IN. TERMINATOR N FXRM LESS PT W/MEMORY STOP
NT | NT-CFRM-X | 105.05 | 1 IN. TERMINATOR N FXRM W/EXT. HDL & EXT. PT
NT | NT-CP2RF-Q | 101.2 | 1 IN. TERMINATOR N PX2RF W/DRAIN
NT | NT-CP2RM-OQV | 102.3 | 1 IN. TERMINATOR N PX2RM LESS PT, W/DRAIN & MANUAL AIR VENT
NT | NT-CP2RM-Q | 101.2 | 1 IN. TERMINATOR N PX2RM W/DRAIN
NT | NT-CP2RM-QV | 105.6 | 1 IN. TERMINATOR N PX2RM W/DRAIN & MANUAL AIR VENT
NT | NT-CPC | 86.9 | 1 IN. TERMINATOR N PXC
NT | NT-CPC-Q | 101.2 | 1 IN. TERMINATOR N PXC- W/DRAIN
NT | NT-CPF | 86.9 | 1 IN. TERMINATOR N PXF
NT | NT-CPF-X | 112.75 | 1 IN. TERMINATOR N PXF W/EXT. HDL & EXT. PT
NT | NT-CPM | 86.9 | 1 IN. TERMINATOR N PXM
NT | NT-CPRC-Q | 101.2 | 1 IN. TERMINATOR N PXRC W/DRAIN
NT | NT-CPRC-V | 91.3 | 1 IN. TERMINATOR N PXRC W/MANUAL AIR VENT
NT | NT-DC2RC | 133.1 | 1-1/4 IN. TERMINATOR N CX2RC
NT | NT-DC2RC-O | 129.8 | 1-1/4 IN. TERMINATOR N CX2RC LESS PT
NT | NT-DC2RC-OQ | 144.1 | 1-1/4 IN. TERMINATOR N CX2RC LESS PT W/DRAIN
NT | NT-DC2RC-Q | 147.4 | 1-1/4 IN. TERMINATOR N CX2RC W/DRAIN
NT | NT-DC2RF | 133.1 | 1-1/4 IN. TERMINATOR N CX2RF
NT | NT-DC2RF-M | 140.8 | 1-1/4 IN. TERMINATOR N CX2RF W/MEMORY STOP
NT | NT-DC2RF-OM | 137.5 | 1-1/4 IN. TERMINATOR N CX2RF LESS PT W/MEMORY STOP
NT | NT-DC2RF-OQ | 144.1 | 1-1/4 IN. TERMINATOR N CX2RF LESS PT W/DRAIN
NT | NT-DC2RF-Q | 147.4 | 1-1/4 IN. TERMINATOR N CX2RF W/DRAIN
NT | NT-DC2RM | 133.1 | 1-1/4 IN. TERMINATOR N CX2RM
NT | NT-DC2RM-M | 140.8 | 1-1/4 IN. TERMINATOR N CX2RM W/MEMORY STOP
NT | NT-DC2RM-O | 129.8 | 1-1/4 IN. TERMINATOR N CX2RM LESS PT
NT | NT-DC2RM-OM | 137.5 | 1-1/4 IN. TERMINATOR N CX2RM LESS PT W/MEMORY STOP
NT | NT-DC2RM-OQ | 144.1 | 1-1/4 IN. TERMINATOR N CX2RM LESS PT W/DRAIN
NT | NT-DC2RM-Q | 147.4 | 1-1/4 IN. TERMINATOR N CX2RM W/DRAIN
NT | NT-DC2RM-X | 158.95 | 1-1/4 IN. TERMINATOR N CX2RM W/EXT. HDL & EXT. PT
NT | NT-DCC | 133.1 | 1-1/4 IN. TERMINATOR N CXC
NT | NT-DCC-M | 140.8 | 1-1/4 IN. TERMINATOR N CXC W/MEMORY STOP
NT | NT-DCC-O | 129.8 | 1-1/4 IN. TERMINATOR N CXC LESS PT
NT | NT-DCC-OM | 137.5 | 1-1/4 IN. TERMINATOR N CXC LESS PT W/MEMORY STOP
NT | NT-DCC-OQ | 133.1 | 1-1/4 IN. TERMINATOR N CXC LESS PT W/DRAIN
NT | NT-DCC-OV | 134.2 | 1-1/4 IN. TERMINATOR N CXC LESS PT W/VENT
NT | NT-DCC-Q | 147.4 | 1-1/4 IN. TERMINATOR N CXC W/DRAIN
NT | NT-DCC-QX | 173.25 | 1-1/4 IN. TERMINATOR N CXC W/DRAIN EXT. HDL & EXT. PT
NT | NT-DCC-V | 137.5 | 1-1/4 IN. TERMINATOR N CXC W/VENT
NT | NT-DCC-X | 158.95 | 1-1/4 IN. TERMINATOR N CXC W/EXT. HDL & EXT. PT
NT | NT-DCF | 133.1 | 1-1/4 IN. TERMINATOR N CXF
NT | NT-DCF-M | 140.8 | 1-1/4 IN. TERMINATOR N CXF W/MEMORY STOP
NT | NT-DCF-OQ | 144.1 | 1-1/4 IN. TERMINATOR N CXF LESS PT W/ DRAIN
NT | NT-DCF-Q | 147.4 | 1-1/4 IN. TERMINATOR N CXF W/DRAIN
NT | NT-DCF-V | 137.5 | 1-1/4 IN. TERMINATOR N CXF W/VENT
NT | NT-DCM | 133.1 | 1-1/4 IN. TERMINATOR N CXM
NT | NT-DCM-M | 140.8 | 1-1/4 IN. TERMINATOR N CXM W/MEMORY STOP
NT | NT-DCM-O | 129.8 | 1-1/4 IN. TERMINATOR N CXM LESS PT
NT | NT-DCM-OM | 137.5 | 1-1/4 IN. TERMINATOR N CXM LESS PT W/ MEMORY STOP
NT | NT-DCM-OQ | 144.1 | 1-1/4 IN. TERMINATOR N CXM LESS PT W/DRAIN
NT | NT-DCM-Q | 147.4 | 1-1/4 IN. TERMINATOR N CXM W/DRAIN
NT | NT-DCM-V | 137.5 | 1-1/4 IN. TERMINATOR N CXM W/VENT
NT | NT-DCRC | 133.1 | 1-1/4 IN. TERMINATOR N CXRC
NT | NT-DCRC-O | 129.8 | 1-1/4 IN. TERMINATOR N CXRC LESS PT
NT | NT-DCRC-OM | 137.5 | 1-1/4 IN. TERMINATOR N CXRC LESS PT W/ MEMORY STOP
NT | NT-DCRC-Q | 147.4 | 1-1/4 IN. TERMINATOR N CXRC W/DRAIN
NT | NT-DCRF | 133.1 | 1-1/4 IN. TERMINATOR N CXRF
NT | NT-DCRF-O | 129.8 | 1-1/4 IN. TERMINATOR N CXRF LESS PT
NT | NT-DCRF-OQ | 144.1 | 1-1/4 IN. TERMINATOR N CXRF LESS PT W/ DRAIN
NT | NT-DCRF-Q | 147.4 | 1-1/4 IN. TERMINATOR N CXRF W/DRAIN
NT | NT-DCRM | 133.1 | 1-1/4 IN. TERMINATOR N CXRM
NT | NT-DCRM-O | 129.8 | 1-1/4 IN. TERMINATOR N CXRM LESS PT
NT | NT-DCRM-OM | 137.5 | 1-1/4 IN. TERMINATOR N CXRM LESS PT W/MEMORY STOP
NT | NT-DCRM-Q | 147.4 | 1-1/4 IN. TERMINATOR N CXRM W/ DRAIN
NT | NT-DCRM-V | 137.5 | 1-1/4 IN. TERMINATOR N CXRM W. VENT
NT | NT-DCRM-X | 158.95 | 1-1/4 IN. TERMINATOR N CXRM W/EXT. PT & HNDL
NT | NT-DF2RC | 133.1 | 1-1/4 IN. TERMINATOR N FX2RC
NT | NT-DF2RC-O | 129.8 | 1-1/4 IN. TERMINATOR N FX2RC LESS PT
NT | NT-DF2RC-Q | 147.4 | 1-1/4 IN. TERMINATOR N FX2RC LESS PT W/DRAIN
NT | NT-DF2RC-QX | 173.25 | 1-1/4 IN. TERMINATOR N FX2RC W/DRAIN & EXT. HDL & EXT. PT
NT | NT-DF2RF | 133.1 | 1-1/4 IN. TERMINATOR N FX2RF
NT | NT-DF2RF-MX | 166.65 | 1-1/4 IN. TERMINATOR N FX2RF W/MEMORY STOP & EXD. HDL & PT
NT | NT-DF2RF-O | 129.8 | 1-1/4 IN. TERMINATOR N FX2RF LESS PT
NT | NT-DF2RF-OM | 137.5 | 1-1/4 IN. TERMINATOR N FX2RF LESS PT W/MEMORY STOP
NT | NT-DF2RF-OMX | 149.05 | 1-1/4. TERMINATOR N FX2RF LESS PT W/EXT. HDL & MEMORY STOP
NT | NT-DF2RF-Q | 147.4 | 1-1/4 IN. TERMINATOR N FX2RF W/DRAIN
NT | NT-DF2RF-X | 158.95 | 1-1/4 IN. TERMINATOR N FX2RF W/ EXT. HDL & PT PORT
NT | NT-DF2RM | 133.1 | 1-1/4 IN. TERMINATOR N FX2RM
NT | NT-DF2RM-M | 140.8 | 1-1/4 IN. TERMINATOR N FX2RM W/MEMORY STOP
NT | NT-DF2RM-O | 129.8 | 1-1/4 IN. TERMINATOR N FX2RM LESS PT
NT | NT-DF2RM-OM | 137.5 | 1-1/4 IN. TERMINATOR N FX2RM LESS PT W/MEMORY STOP
NT | NT-DF2RM-OQ | 144.1 | 1-1/4 IN. TERMINATOR N FX2RM LESS PT W/DRAIN
NT | NT-DF2RM-OX | 149.05 | 1-1/4. TERMINATOR N FX2RM LESS PT W/EXT. HDL
NT | NT-DF2RM-Q | 147.4 | 1-1/4 IN. TERMINATOR N FX2RM W/ DRAIN
NT | NT-DF2RM-V | 137.5 | 1-1/4 IN. TERMINATOR N FX2RM W/VENT
NT | NT-DF2RM-X | 158.95 | 1-1/4 TERMINATOR N FX2RM W/EXT. HDL & PT PORT
NT | NT-DFC | 133.1 | 1-1/4 IN. TERMINATOR N FXC
NT | NT-DFC-Q | 147.4 | 1-1/4 IN. TERMINATOR N FXC W/DRAIN
NT | NT-DFC-V | 137.5 | 1-1/4 IN. TERMINATOR N FXC W/VENT
NT | NT-DFF | 133.1 | 1-1/4 IN. TERMINATOR N FXF
NT | NT-DFF-M | 140.8 | 1-1/4 IN. TERMINATOR N FXF W/MEMORY STOP
NT | NT-DFF-O | 129.8 | 1-1/4 IN. TERMINATOR N FXF LESS PT
NT | NT-DFF-OM | 137.5 | 1-1/4 IN. TERMINATOR N FXF LESS PT W/MEMORY STOP
NT | NT-DFF-OQ | 144.1 | 1-1/4 IN. TERMINATOR N FXF LESS PT W/DRAIN
NT | NT-DFF-Q | 147.4 | 1-1/4 IN. TERMINATOR N FXF W/DRAIN
NT | NT-DFF-V | 137.5 | 1-1/4 IN. TERMINATOR N FXF W/VENT
NT | NT-DFF-VX | 169.4 | 1-1/4 IN. TERMINATOR N FXF W/EXT. VENT & EXT. PT
NT | NT-DFF-X | 158.95 | 1-1/4 IN. TERMINATOR N FXF W/ EXT. HDL & EXT. PT
NT | NT-DFM | 133.1 | 1-1/4 IN. TERMINATOR N FXM
NT | NT-DFM-M | 140.8 | 1-1/4 IN. TERMINATOR N FXM W/MEMORY STOP
NT | NT-DFM-O | 129.8 | 1-1/4 IN. TERMINATOR N FXM LESS PT
NT | NT-DFM-OM | 137.5 | 1-1/4 IN. TERMINATOR N FXM LESS PT W/MEMORY STOP
NT | NT-DFM-OQ | 144.1 | 1-1/4 IN. TERMINATOR N FXM LESS PT W/DRAIN
NT | NT-DFM-OX | 149.05 | 1-1/4 IN. TERMINATOR N FXM LESS PT PORT W/ EXT. HDL
NT | NT-DFM-Q | 147.4 | 1-1/4 IN. TERMINATOR N FXM LESS PT W/DRAIN
NT | NT-DFM-V | 137.5 | 1-1/4 IN. TERMINATOR N FXM LESS PT W/VENT
NT | NT-DFM-X | 158.95 | 1-1/4 IN. TERMINATOR N FXM W/ EXT. HDL & EXT. PT
NT | NT-DFRC | 133.1 | 1-1/4 IN. TERMINATOR N RXC
NT | NT-DFRC-Q | 147.4 | 1-1/4 IN. TERMINATOR N RXC W/DRAIN
NT | NT-DFRF | 133.1 | 1-1/4 IN. TERMINATOR N FXRF
NT | NT-DFRF-O | 129.8 | 1-1/4 IN. TERMINATOR N FXRF LESS PT
NT | NT-DFRF-OM | 137.5 | 1-1/4 IN. TERMINATOR N FXRF LESS PT W/MEMORY STOP
NT | NT-DFRF-X | 158.95 | 1-1/4 IN. TERMINATOR N FXRF
NT | NT-DFRM | 133.1 | 1-1/4 IN. TERMINATOR N FXRM
NT | NT-DFRM-M | 140.8 | 1-1/4 IN. TERMINATOR N FXRM W/MEMORY STOP
NT | NT-DFRM-O | 129.8 | 1-1/4 IN. TERMINATOR N FXRM LESS PT
NT | NT-DFRM-OM | 137.5 | 1-1/4 IN. TERMINATOR N FXRM LESS PT W/MEMORY STOP
NT | NT-DFRM-V | 137.5 | 1-1/4 IN. TERMINATOR N FXRM W/VENT
NT | NT-DFRM-X | 158.95 | 1-1/4 IN. TERMINATOR N FXRM W/EXT. HDL & EXT. PT
NT | NT-DP2RC-Q | 195.8 | 1-1/4 IN. TERMINATOR N PX2RC W/DRAIN
NT | NT-DP2RF-Q | 195.8 | 1-1/4 IN. TERMINATOR N PX2RF W/DRAIN
NT | NT-DPF | 181.5 | 1-1/4 IN. TERMINATOR N PXF
NT | NT-DPF-Q | 195.8 | 1-1/4 IN. TERMINATOR N PXF- W/ DRAIN
NT | NT-DPF-X | 207.35 | 1-1/4 IN. TERMINATOR N PXF W/EXT. HDL & EXT. PT
NT | NT-DPM | 181.5 | 1-1/4 IN. TERMINATOR N PXM
NT | NT-DPRC-Q | 195.8 | 1-1/4 IN. TERMINATOR N PXRC W/DRAIN
NT | NT-EC2RC | 168.3 | 1-1/2 IN. TERMINATOR N CX2RC
NT | NT-EC2RC-OM | 177.1 | 1-1/2 IN. TERMINATOR N CX2RC- LESS PT, W/ MAV
NT | NT-EC2RC-OV | 169.4 | 1-1/2 IN. TERMINATOR N CX2RC LESS PT W/ VENT
NT | NT-EC2RC-Q | 182.6 | 1-1/2 IN. TERMINATOR N CX2RC W/DRAIN
NT | NT-EC2RC-QX | 215.875 | 1-1/2 IN. TERMINATOR N CX2RC W/DRAIN EXT. HDL & EXT. PT
NT | NT-EC2RF | 168.3 | 1-1/2 IN. TERMINATOR N CX2RF
NT | NT-EC2RF-OM | 177.1 | 1-1/2 IN. TERMINATOR N CX2RF LESS PT W/MEMORY STOP
NT | NT-EC2RF-OQ | 179.3 | 1-1/2 IN. TERMINATOR N CX2RF LESS PT W/DRAIN
NT | NT-EC2RF-Q | 182.6 | 1-1/2 IN. TERMINATOR N CX2RF W/DRAIN
NT | NT-EC2RM | 168.3 | 1-1/2 IN. TERMINATOR N CX2RM
NT | NT-EC2RM-M | 180.4 | 1-1/2 IN. TERMINATOR N CX2RM W/MEMORY STOP
NT | NT-EC2RM-O | 165 | 1-1/2 IN. TERMINATOR N CX2RM LESS PT
NT | NT-EC2RM-OM | 177.1 | 1-1/2 IN. TERMINATOR N CX2RM LESS PT W/MEMORY STOP
NT | NT-EC2RM-Q | 182.6 | 1-1/2 IN. TERMINATOR N CX2RM W/DRAIN
NT | NT-ECC | 168.3 | 1-1/2 IN. TERMINATOR N CXC
NT | NT-ECC-M | 180.4 | 1-1/2 IN. TERMINATOR N CXC W/MEMORY STOP
NT | NT-ECC-O | 165 | 1-1/2 IN. TERMINATOR N CXC LESS PT
NT | NT-ECC-OM | 177.1 | 1-1/2 IN. TERMINATOR N CXC LESS PT W/MEMORY STOP
NT | NT-ECC-OQ | 179.3 | 1-1/2 IN. TERMINATOR N CXC LESS PT W/DRAIN
NT | NT-ECC-Q | 182.6 | 1-1/2 IN. TERMINATOR N CXC W/DRAIN
NT | NT-ECC-QX | 215.875 | 1-1/2 IN. TERMINATOR N CXC W/DRAIN EXT. HDL & EXT. PT
NT | NT-ECC-V | 172.7 | 1-1/2 IN. TERMINATOR N CXC W/VENT
NT | NT-ECC-X | 201.575 | 1-1/2 IN. TERMINATOR N CXC W/EXT. HDL & EXT. PT
NT | NT-ECF | 168.3 | 1-1/2 IN. TERMINATOR N CXF
NT | NT-ECF-M | 180.4 | 1-1/2 IN. TERMINATOR N CXF W/MEMORY STOP
NT | NT-ECF-O | 165 | 1-1/2 IN. TERMINATOR N CXF LESS PT
NT | NT-ECF-OQ | 179.3 | 1-1/2 IN. TERMINATOR N CXF LESS PT W/DRAIN
NT | NT-ECF-Q | 182.6 | 1-1/2 IN. TERMINATOR N CXF W/DRAIN
NT | NT-ECF-V | 172.7 | 1-1/2 IN. TERMINATOR N CXF W/ MANUAL AIR VENT
NT | NT-ECM | 168.3 | 1-1/2 IN. TERMINATOR N CXM
NT | NT-ECM-M | 180.4 | 1-1/2 IN. TERMINATOR N CXM W/MEMORY STOP
NT | NT-ECM-O | 165 | 1-1/2 IN. TERMINATOR N CXM LESS PT
NT | NT-ECM-OM | 177.1 | 1-1/2 IN. TERMINATOR N CXM LESS PT W/MEMORY STOP
NT | NT-ECM-Q | 182.6 | 1-1/2 IN. TERMINATOR N CXM W/DRAIN
NT | NT-ECM-X | 201.575 | 1-1/2 IN. TERMINATOR N CXM W/EXT. HDL & EXT. PT
NT | NT-ECRC | 168.3 | 1-1/2 IN. TERMINATOR N CXRC
NT | NT-ECRC-Q | 182.6 | 1-1/2 IN. TERMINATOR N CXRC W/DRAIN
NT | NT-ECRC-X | 201.575 | 1-1/2 IN. TERMINATOR N CXRC W/EXT
NT | NT-ECRF | 168.3 | 1-1/2 IN. TERMINATOR N CXRF
NT | NT-ECRF-O | 165 | 1-1/2 IN. TERMINATOR N CXRF LESS PT
NT | NT-ECRF-OQ | 179.3 | 1-1/2 IN. TERMINATOR N CXRF LESS PT W/DRAIN
NT | NT-ECRF-Q | 182.6 | 1-1/2 IN. TERMINATOR N CXRF W/DRAIN
NT | NT-ECRM | 168.3 | 1-1/2 IN. TERMINATOR N CXRM
NT | NT-ECRM-O | 165 | 1-1/2 IN. TERMINATOR N CXRM LESS PT
NT | NT-ECRM-OM | 177.1 | 1-1/2 IN. TERMINATOR N CXRM LESS PT W/MEMORY STOP
NT | NT-ECRM-OV | 169.4 | 1-1/2 IN. TERMINATOR N CXRM LESS PT W/VENT
NT | NT-ECRM-Q | 182.6 | 1-1/2 IN. TERMINATOR N CXRM W/DRAIN
NT | NT-ECRM-X | 201.575 | 1-1/2 IN. TERMINATOR N CXRM W/EXT. HDL & EXT. PT
NT | NT-EF2RC | 168.3 | 1-1/2 IN. TERMINATOR N FX2RC
NT | NT-EF2RC-Q | 182.6 | 1-1/2 IN. TERMINATOR N FX2RC W/DRAIN
NT | NT-EF2RC-QX | 215.985 | 1-1/2 IN. TERMINATOR N FX2RC W/DRAIN & EXT. HDL & EXT. PT
NT | NT-EF2RF | 168.3 | 1-1/2 IN. TERMINATOR N FX2RF
NT | NT-EF2RF-O | 165 | 1-1/2 IN. TERMINATOR N FX2RF LESS PT
NT | NT-EF2RF-OM | 177.1 | 1-1/2 IN. TERMINATOR N FX2RF LESS PT W/MEMORY STOP
NT | NT-EF2RF-OMX | 191.675 | 1-1/2 IN. TERMINATOR N FX2RF LESS PT W/EXT. HDL & MEMORY S
NT | NT-EF2RF-Q | 182.6 | 1-1/2 IN. TERMINATOR N FX2RF W/DRAIN
NT | NT-EF2RF-X | 201.575 | 1-1/2 IN. TERMINATOR N FXRF W/EXT. HDL & EXT. PT
NT | NT-EF2RM | 168.3 | 1-1/2 IN. TERMINATOR N FX2RM
NT | NT-EF2RM-M | 180.4 | 1-1/2 IN. TERMINATOR N FX2RM W/MEMORY STOP
NT | NT-EF2RM-O | 165 | 1-1/2 IN. TERMINATOR N FX2RM LESS PT
NT | NT-EF2RM-OM | 177.1 | 1-1/2 IN. TERMINATOR N FX2RM LESS PT W/MEMORY STOP
NT | NT-EF2RM-Q | 182.6 | 1-1/2 IN. TERMINATOR N FX2RM W/DRAIN
NT | NT-EF2RM-X | 201.575 | 1-1/2 IN. TERMINATOR N FX2RM W/EXT. HDL & EXT. PT
NT | NT-EFC | 168.3 | 1-1/2 IN. TERMINATOR N FXC
NT | NT-EFC-M | 180.4 | 1-1/2 IN. TERMINATOR N FXC W/MEMORY STOP
NT | NT-EFC-O | 165 | 1-1/2 IN. TERMINATOR N FXC LESS PT
NT | NT-EFC-Q | 182.6 | 1-1/2 IN. TERMINATOR N FXC W/DRAIN
NT | NT-EFF | 168.3 | 1-1/2 IN. TERMINATOR N FXF
NT | NT-EFF-M | 180.4 | 1-1/2 IN. TERMINATOR N FXF W/MEMORY STOP
NT | NT-EFF-MV | 184.8 | 1-1/2 IN. TERMINATORN FXF W/MEMORY STOP & MANUAL AIR VENT
NT | NT-EFF-O | 165 | 1-1/2 IN. TERMINATOR N FXF LESS PT
NT | NT-EFF-OM | 177.1 | 1-1/2 IN. TERMINATOR N FXF LESS PT W/MEMORY STOP
NT | NT-EFF-OQ | 179.3 | 1-1/2 IN. TERMINATOR N FXF W/DRAIN LESS PT PORT
NT | NT-EFF-Q | 182.6 | 1-1/2 IN. TERMINATOR N FXF W/DRAIN
NT | NT-EFF-V | 172.7 | 1-1/2 IN. TERMINATOR N FXF W/ MANUAL AIR VENT
NT | NT-EFF-X | 201.575 | 1-1/2 IN. TERMINATOR N FXF W/EXT. HDL & EXT. PT
NT | NT-EFM | 168.3 | 1-1/2 IN. TERMINATOR N FXM
NT | NT-EFM-M | 180.4 | 1-1/2 IN. TERMINATOR N FXM W/MEMORY STOP
NT | NT-EFM-MO | 177.1 | 1-1/2 IN. TERMINATOR N FXM LESS PT & MEMORY STOP
NT | NT-EFM-O | 165 | 1-1/2 IN. TERMINATOR N FXM LESS PT
NT | NT-EFM-OM | 177.1 | 1-1/2 IN. TERMINATOR N FXM LESS PT W/MEMORY SOP
NT | NT-EFM-OX | 191.675 | 1-1/2 IN. TERMINATOR N FXM W/EXT. HDL LESS PT PORT
NT | NT-EFM-Q | 182.6 | 1-1/2 IN. TERMINATOR N FXM W/DRAIN
NT | NT-EFM-X | 201.575 | 1-1/2 IN. TERMINATOR N FXM W/EXT. HDL & EXT. PT
NT | NT-EFRC | 168.3 | 1-1/2 IN. TERMINATOR N FXRC
NT | NT-EFRC-O | 165 | 1-1/2 IN. TERMINATOR N FXRC LESS PT
NT | NT-EFRC-Q | 182.6 | 1-1/2 IN. TERMINATOR N FXRC W/DRAIN
NT | NT-EFRF | 168.3 | 1-1/2 IN. TERMINATOR N FXRF
NT | NT-EFRF-Q | 182.6 | 1-1/2 IN. TERMINATOR N FXRF DRAIN
NT | NT-EFRM | 168.3 | 1-1/2 IN. TERMINATOR N FXRM
NT | NT-EFRM-M | 180.4 | 1-1/2 IN. TERMINATOR N FXRM W/MEMORY STOP
NT | NT-EFRM-OM | 177.1 | 1-1/2 IN. TERMINATOR N FXRM LESS PT W/MEMORY STOP
NT | NT-EFRM-Q | 182.6 | 1-1/2 IN. TERMINATOR N FXRM W/DRAIN
NT | NT-EFRM-V | 172.7 | 1-1/2 IN. TERMINATOR N FXRM W/VENT
NT | NT-EFRM-X | 201.575 | 1-1/2 IN. TERMINATOR N FXRM W/EXT. HDL & EXT. PT
NT | NT-EPF-X | 269.775 | 1-1/2. TERMINATOR N PXF W/EXT. HDL & EXT. PT
NT | NT-EPM | 236.5 | 1-1/2 IN. TERMINATOR N PXM
NT | NT-FC2RC | 239.8 | 2 IN. TERMINATOR N CX2RC
NT | NT-FC2RC-OM | 248.6 | 2 IN. TERMINATOR N CX2RC LESS PT W/MEMORY STOP
NT | NT-FC2RF | 239.8 | 2 IN. TERMINATOR N CX2RF
NT | NT-FC2RF-M | 251.9 | 2 IN. TERMINATOR N CX2RF W/MEMORY STOP
NT | NT-FC2RF-OM | 248.6 | 2 IN. TERMINATOR N CX2RF LESS PT W/MEMORY STOP
NT | NT-FC2RF-OQ | 250.8 | 2 IN. TERMINATOR N CX2RF LESS PT W/DRAIN
NT | NT-FC2RF-Q | 254.1 | 2 IN. TERMINATOR N CX2RF W/DRAIN
NT | NT-FC2RF-X | 273.075 | 2 IN. TERMINATOR N CX2RF
NT | NT-FC2RM | 239.8 | 2 IN. TERMINATOR N CX2RM
NT | NT-FC2RM-M | 251.9 | 2 IN. TERMINATOR N CX2RM W/MEMORY STOP
NT | NT-FC2RM-O | 236.5 | 2 IN. TERMINATOR N CX2RM LESS PT
NT | NT-FC2RM-OM | 248.6 | 2 IN. TERMINATOR N CXRM LESS PT W/MEMORY STOP
NT | NT-FC2RM-OV | 240.9 | 2 IN. TERMINATOR N CX2RM LESS PT W/ VENT
NT | NT-FCC | 239.8 | 2 IN. TERMINATOR N CXC
NT | NT-FCC-M | 251.9 | 2 IN. TERMINATOR N CXC W/MEMORY STOP
NT | NT-FCC-O | 236.5 | 2 IN. TERMINATOR N CXC LESS PT
NT | NT-FCC-OM | 248.6 | 2 IN. TERMINATOR N CXC LESS PT W/MEMORY STOP
NT | NT-FCC-OQ | 250.8 | 2 IN. TERMINATOR N CXC LESS PT W/DRAIN
NT | NT-FCC-OV | 240.9 | 2 IN. TERMINATOR N CXC LESS PT W/VENT
NT | NT-FCC-Q | 254.1 | 2 IN. TERMINATOR N CXC W/DRAIN
NT | NT-FCC-QX | 287.375 | 2 IN. TERMINATOR N CXC W/DRAIN EXT. HDL & EXT. PT
NT | NT-FCC-V | 244.2 | 2 IN. TERMINATOR N CXC W/VENT
NT | NT-FCC-X | 273.075 | 2 IN. TERMINATOR N CXC W/EXT. HDL & EXT. PT
NT | NT-FCF | 239.8 | 2 IN. TERMINATOR N CXF
NT | NT-FCF-M | 251.9 | 2 IN. TERMINATOR N CXF W/MEMORY STOP
NT | NT-FCF-O | 236.5 | 2 IN. TERMINATOR N CXF LESS PT PORT
NT | NT-FCF-OM | 248.6 | 2 IN. TERMINATOR N CXF LESS PT W/MEMORY STOP
NT | NT-FCF-OQ | 250.8 | 2 IN. TERMINATOR N CXF LESS PT W/DRAIN
NT | NT-FCF-Q | 254.1 | 2 IN. TERMINATOR N CXF W/DRAIN
NT | NT-FCM | 239.8 | 2 IN. TERMINATOR N CXM
NT | NT-FCM-M | 251.9 | 2 IN. TERMINATOR N CXM W/MEMORY STOP
NT | NT-FCM-O | 236.5 | 2 IN. TERMINATOR N CXM LESS PT
NT | NT-FCM-OM | 248.6 | 2 IN. TERMINATOR N CXM LESS PT W/MEMORY STOP
NT | NT-FCM-OQ | 250.8 | 2 IN. TERMINATOR N CXM LESS PT W/DRAIN
NT | NT-FCM-Q | 254.1 | 2 IN. TERMINATOR N CXM W/DRAIN
NT | NT-FCM-X | 273.075 | 2 IN. TERMINATOR N CXM W/EXT. HDL & EXT. PT
NT | NT-FCRC | 239.8 | 2 IN. TERMINATOR N CXRC
NT | NT-FCRC-Q | 254.1 | 2 IN. TERMINATOR N CXRC W/DRAIN
NT | NT-FCRF | 239.8 | 2 IN. TERMINATOR N CXRF
NT | NT-FCRF-O | 236.5 | 2 IN. TERMINATOR N CXRF LESS PT
NT | NT-FCRF-OQ | 250.8 | 2 IN. TERMINATOR N CXRF LESS PT W/DRAIN
NT | NT-FCRF-Q | 254.1 | 2 IN. TERMINATOR N CXRF W/DRAIN
NT | NT-FCRM | 239.8 | 2 IN. TERMINATOR N CXRM
NT | NT-FCRM-O | 236.5 | 2 IN. TERMINATOR N CXRM LESS PT
NT | NT-FCRM-OM | 248.6 | 2 IN. TERMINATOR N CXRM LESS PT W/MEMORY STOP
NT | NT-FCRM-Q | 254.1 | 2 IN. TERMINATOR N CXRM W/DRAIN
NT | NT-FCRM-X | 273.075 | 2 IN. TERMINATOR N CXRM W/EXT. HDL & EXT. PT
NT | NT-FF2RC-Q | 254.1 | 2 IN. TERMINATOR N FX2RC W/DRAIN
NT | NT-FF2RF | 239.8 | 2 IN. TERMINATOR N FX2RF
NT | NT-FF2RF-M | 251.9 | 2 IN. TERMINATOR N FX2RF W/MEMORY STOP
NT | NT-FF2RF-MX | 285.175 | 2 IN. TERMINATOR N FX2RF W/EXT. HDL & EXT. PT W/ MEMORY
NT | NT-FF2RF-OM | 248.6 | 2 IN. TERMINATORN FX2RF LESS PT W/MEMORY STOP
NT | NT-FF2RF-OMX | 263.175 | 2 IN. TERMINATOR N FX2RF LESS PT W/EXT. HAND & MEMORY STOP
NT | NT-FF2RF-Q | 254.1 | 2 IN. TERMINATOR N FX2RF W/DRAIN
NT | NT-FF2RF-X | 273.075 | 2 IN. TERMINATOR N FX2RF
NT | NT-FF2RM | 239.8 | 2 IN. TERMINATOR N FX2RM
NT | NT-FF2RM-M | 251.9 | 2 IN. TERMINATOR N FX2RM W/MEMORY STOP
NT | NT-FF2RM-O | 236.5 | 2 IN. TERMINATOR N FX2RM LESS PT
NT | NT-FF2RM-OM | 248.6 | 2 IN. TERMINATOR N FX2RM LESS PT W/MEMORY STOP
NT | NT-FF2RM-V | 244.2 | 2 IN. TERMINATOR N FX2RM W/VENT
NT | NT-FF2RM-X | 273.075 | 2 IN. TERMINATOR N FX2RM W/EXT. HDL & EXT. PT
NT | NT-FFC | 239.8 | 2 IN. TERMINATOR N FXC
NT | NT-FFC-O | 236.5 | 2 IN. TERMINATOR N FXC LESS PT
NT | NT-FFC-OQ | 250.8 | 2 IN. TERMINATOR N FXC LESS W/DRAIN
NT | NT-FFC-Q | 254.1 | 2 IN. TERMINATOR N FXC W/DRAIN
NT | NT-FFC-V | 244.2 | 2 IN. TERMINATOR N FXC W/ VENT
NT | NT-FFF | 239.8 | 2 IN. TERMINATOR N FXF
NT | NT-FFF-B | 250.8 | 2 IN. TERMINATOR N FXF W/BALL VALVE
NT | NT-FFF-M | 251.9 | 2 IN. TERMINATORN FXF W/MEMORY STOP
NT | NT-FFF-O | 236.5 | 2 IN. TERMINATOR N FXF LESS PT
NT | NT-FFF-OM | 248.6 | 2 IN. TERMINATOR N FXF LESS PT W/MEMORY STOP
NT | NT-FFF-OQ | 250.8 | 2 IN. TERMINATOR N FXF LESS PT W/DRAIN
NT | NT-FFF-OV | 240.9 | 2 IN. TERMINATOR N FXF LESS PT W/VENT
NT | NT-FFF-OX | 263.175 | 2 IN. TERMINATOR N FXF LESS PT W/EXT. HDL
NT | NT-FFF-Q | 254.1 | 2 IN. TERMINATOR N FXF W/DRAIN
NT | NT-FFF-V | 244.2 | 2 IN. TERMINATOR N FXF W/VENT
NT | NT-FFF-X | 273.075 | 2 IN. TERMINATOR N FXF W/EXT. HDL & EXT. PT
NT | NT-FFM | 239.8 | 2 IN. TERMINATOR N FXM
NT | NT-FFM-M | 251.9 | 2 IN. TERMINATOR N FXM W/MEMORY STOP
NT | NT-FFM-MQ | 266.2 | 2 IN. TERMINATOR N FXM W/MEMORY STOP & DRAIN
NT | NT-FFM-O | 236.5 | 2 IN. TERMINATOR N FXM LESS PT
NT | NT-FFM-OM | 248.6 | 2 IN. TERMINATOR N FXM LESS PT W/MEMORY STOP
NT | NT-FFM-OX | 263.175 | 2 IN. TERMINATOR N FXM LESS PT W/EXT. HDL
NT | NT-FFM-Q | 254.1 | 2 IN. TERMINATOR N FXM W/DRAIN
NT | NT-FFM-V | 244.2 | 2 IN. TERMINATOR N FXM W/VENT
NT | NT-FFM-X | 273.075 | 2 IN. TERMINATOR N FXM W/EXT. HDL & EXT. PT
NT | NT-FFRC | 239.8 | 2 IN. TERMINATOR N FXRC
NT | NT-FFRC-Q | 254.1 | 2 IN. TERMINATOR N FXRC W/DRAIN
NT | NT-FFRF | 239.8 | 2 IN. TERMINATOR N FXRF
NT | NT-FFRF-MX | 285.175 | 2 IN. TERMINATOR N FXRF W/ MEMORY STOP & EXD HDL & PT PORT
NT | NT-FFRF-O | 236.5 | 2 IN. TERMINATOR N FXRF LESS PT
NT | NT-FFRF-Q | 254.1 | 2 IN. TERMINATOR N FXRF W/DRAIN
NT | NT-FFRM | 239.8 | 2 IN. TERMINATOR N FXRM
NT | NT-FFRM-M | 251.9 | 2 IN. TERMINATOR N FXRM W/MEMORY STOP
NT | NT-FFRM-O | 236.5 | 2 IN. TERMINATOR N FXRM LESS PT
NT | NT-FFRM-OM | 248.6 | 2 IN. TERMINATOR N FXRM LESS PT W/MEMORY STOP
NT | NT-FFRM-Q | 254.1 | 2 IN. TERMINATOR N FXRM W/DRAIN
NT | NT-FFRM-V | 244.2 | 2 IN. TERMINATOR N FXRM W/VENT
NT | NT-FFRM-X | 273.075 | 2 IN. TERMINATOR N FXRM W/EXT HDL. & EXT. PT
NT | NT-FPM | 370.7 | 2 IN. TERMINATOR N PXM
PICV | T91-AFF-0.66 | 164.098 | 1/2 IN. TERMINATOR 91 PICV FXF MAX 0.66 GPM
PICV | T91-AFF-2.64 | 164.098 | 1/2 IN. TERMINATOR 91 PICV FXF MAX 2.64 GPM
PICV | T91-AFF-3.43 | 174.779 | 1/2 IN. TERMINATOR 91 PICV FXF MAX- 3.43 GPM
PICV | T91-BFF-4.40 | 191.103 | 3/4 IN. TERMINATOR 91 PICV FXF MAX 4.40 GPM
PICV | T91-BFF-6.60 | 200.64 | 3/4 IN. TERMINATOR 91 PICV FXF MAX 6.6 GPM
PICV | T93-BCC-11.9 | 311.355 | 3/4 IN. TERMINATOR PICV CXC 1.19-11.9 GPM
PICV | T93-BCC-9.68 | 289.19 | 3/4 IN. TERMINATOR PICV CXC 0.97 - 9.68 GPM
PICV | T93-BFF-11.9 | 311.355 | 3/4 IN. TERMINATOR PICV FXF - 1.19 - 11.9 GPM
PICV | T93-BFF-9.68 | 289.19 | 3/4 IN. TERMINATOR PICV FXF 0.97 - 9.68 GPM
PICV | T93-CCC-13.2 | 334.664 | 1 IN. TERMINATOR PICV CXC 1.32 - 13.2GPM
PICV | T93-CFF-11.9 | 313.786 | 1 IN. TERMINATOR PICV FXF - 1.19 - 11.9 GPM
PICV | T93-CFF-13.2 | 334.664 | 1 IN. TERMINATOR PICV FXF - 1.32-13.2 GPM
PICV | T93-CFF-9.68 | 292.974 | 1 IN. TERMINATOR PICV FXF 0.97 - 9.68 GPM
PICV | T93-CFM-11.9 | 313.786 | 1 IN. TERMINATOR PICV F OUTLET X M INLET - 1.19 - 11.9 GPM
PICV | T93-CMF-9.68 | 292.974 | 1 IN. TERMINATOR PICV MXF 0.97 - 9.68 GPM
TA | TA1-BCC-L | 89.1 | 3/4 IN. TA COMPACT CXC - LOW FLOW
TA | TA1-BCC-L-AB | 110.99 | 3/4 IN. TA COMPACT CXC - LOW FLOW W/AUTO VENT & PTS
TA | TA1-BCC-L-B | 102.19 | 3/4 IN. TA COMPACT CXC - LOW FLOW W/BALL VALVE VENT
TA | TA1-BCC-L-V | 93.5 | 3/4 IN. TA COMPACT CXC - LOW FLOW W/VENT
TA | TA1-BCC-L-VX | 128.7 | 3/4 IN. TA COMPACT CXC - LOW FLOW W/EXT. HDL, VENT & PTS
TA | TA1-BCC-L-X | 117.7 | 3/4 IN. TA COMPACT CXC - LOW FLOW W/EXT HDL. & EXT. PTS
TA | TA1-BCF-L | 89.1 | 3/4 IN. TA COMPACT CXF - LOW FLOW
TA | TA1-BCF-L-AB | 108.9 | 3/4 IN. TERM A COMPACT CXF - LOW FLOW W/AUTO VENT & PTS
TA | TA1-BCF-L-ABX | 144.1 | 3/4IN. TA COMPACT CXF - LOW FLOW W/EXT. HDL, AUTO VENT & PTS
TA | TA1-BCF-L-B | 100.1 | 3/4 IN. TERM A COMPACT CXF - LOW FLOW W/BALL VALVE VENT
TA | TA1-BCF-L-V | 93.5 | 3/4 IN. TERM A COMPACT CXF - LOW FLOW W/VENT
TA | TA1-BCF-L-VX | 128.7 | 3/4 IN. TERM A COMPACT CXF - LOW FLOW W/EXT. HDL & EXT. VENT
TA | TA1-BCF-L-X | 117.7 | 3/4 IN. TA COMPACT- CXF - LOW FLOW W/EXT HDL. & EXT. PTS
TA | TA1-BCM-L | 89.1 | 3/4 IN. TERMINATOR A COMPACT CXM - LOW FLOW
TA | TA1-BCM-L-V | 93.5 | 3/4 IN. TERMINATOR A COMPACT CXM - LOW FLOW W/VENT
TA | TA1-BCM-L-VX | 128.7 | 3/4 IN. TA COMPACT CXM - LOW FLOW W/EXT. HDL & EXT. VENT
TA | TA1-BCM-L-X | 117.7 | 3/4 IN. TA COMPACT CXM - LOW FLOW W/EXT HDL. & EXT. PTS
TA | TA1-BCRC-L | 89.1 | 3/4 IN. TERMINATOR A COMPACT CXRC - LOW FLOW
TA | TA1-BCRC-L-B | 102.19 | 3/4 IN. TA COMPACT CXRC - LOW FLOW W/BALL VALVE VENT
TA | TA1-BCRC-L-V | 95.59 | 3/4 IN. TA COMPACT CXRC - LOW FLOW W/ VENT
TA | TA1-BCRC-L-VX | 130.79 | 3/4 IN. TA COMPACT CXRC - LOW FLOW W/EXT. HDL, VENT & PTS
TA | TA1-BCRC-L-X | 117.7 | 3/4 IN. TA COMPACT CXRC - LOW FLOW W/EXT. HDL & EXT PTS
TA | TA1-BCRF-L-VX | 130.79 | 3/4 IN. TA COMPACT CXRF - LOW FLOW W/VENT & EXT. PTS & HDL
TA | TA1-BCRM-L | 89.1 | 3/4 IN. TA COMPACT CXRM - LOW FLOW
TA | TA1-BCRM-L-V | 95.59 | 3/4 IN. TA COMPACT CXRM - LOW FLOW W/VENT
TA | TA1-BCRM-L-X | 117.7 | 3/4 IN. TA COMPACT CXRM - LOW FLOW W/EXT. HDL & EXT PTS
TA | TA1-BFC-L | 89.1 | 3/4 IN. TERMINATOR A COMPACT FXC - LOW FLOW
TA | TA1-BFC-L-V | 95.59 | 3/4 IN. TERMINATOR A COMPACT FXC - LOW FLOW W/VENT
TA | TA1-BFF-L | 89.1 | 3/4 IN. TERMINATOR A COMPACT FXF - LOW FLOW
TA | TA1-BFF-L-V | 95.59 | 3/4 IN. TERMINATOR A COMPACT FXF - LOW FLOW W/VENT
TA | TA1-BFF-L-VX | 136.29 | 3/4 IN. TA COMPACT FXF - LOW W/EXT. HDL, VENT & PTS
TA | TA1-BFF-L-X | 115.5 | 3/4 IN. TERMINATOR A COMPACT FXF - LOW FLOW W/EXT. HDL & PTS
TA | TA1-BFM-L | 89.1 | 3/4 IN. TERMINATOR A COMPACT FXM - LOW FLOW
TA | TA1-BFM-L-V | 95.59 | 3/4 IN. TERMINATOR A COMPACT FXM - LOW FLOW W/ VENT
TA | TA1-BFM-L-VX | 136.29 | 3/4 IN. TA COMPACT FXM - LOW W/EXT. HDL, VENT & PTS
TA | TA1-BFM-L-X | 115.5 | 3/4 IN. TERMINATOR A COMPACT FXM - LOW FLOW W/EXT. HDL & PTS
TA | TA1-BFRC-L | 89.1 | 3/4 IN. TERMINATOR A COMPACT FXRC - LOW FLOW
TA | TA1-BFRC-L-V | 95.59 | 3/4 IN. TERMINATOR A COMPACT FXRC - LOW FLOW W/VENT
TA | TA1-BFRF-L | 89.1 | 3/4 IN. TERMINATOR A COMPACT FXRF - LOW FLOW
TA | TA1-BFRF-L-V | 95.59 | 3/4 IN. TERMINATOR A COMPACT FXRF - LOW FLOW W/VENT
TA | TA1-BFRF-L-X | 115.5 | 3/4 IN. TA COMPACT FXRF - LOW FLOW W/EXT. HDL & PTS
TA | TA1-BFRM-L | 89.1 | 3/4 IN. TERMINATOR A COMPACT FXRM - LOW FLOW
TA | TA1-BFRM-L-V | 95.59 | 3/4 IN. TERMINATOR A COMPACT FXRM - LOW FLOW W/VENT
TA | TA1-BFRM-L-X | 115.5 | 3/4 IN. TA COMPACT FXRM - LOW FLOW W/EXT. HDL & PTS
TA | TA1-BPF-L | 43.857 | 3/4 IN. TERMINATOR A COMPACT PXF - LOW FLOW
TA | TA1-BPM-L | 104.434 | 3/4 IN. TERMINATOR A COMPACT PXM - LOW FLOW
TA | TA1-BPM-L-X | 134.134 | 3/4 IN. TERMINATOR A COMPACT PXM - LOW FLOW W/EXT. HDL & PTS
TA | TA1-BPRF-L | 104.434 | 3/4 IN. TERMINATOR A COMPACT PXRF - LOW FLOW
TA | TA1-BPRM-L | 104.434 | 3/4 IN. TERMINATOR A COMPACT PXRM - LOW FLOW
TA | TA1-BPRM-L-X | 134.134 | 3/4 IN. TA COMPACT PXRM - LOW FLOW W/EXT. HDL & PTS
TA | TA1-BPRM-V | 104.434 | 3/4 IN. TERMINATOR A COMPACT PXRM - LOW FLOW
TA | TA-ACC-L | 89.1 | 1/2 IN. TERMINATOR A CXC - LOW FLOW
TA | TA-ACC-L-V | 98.395 | 1/2 IN. TERMINATOR A CXC - LOW FLOW W/VENT
TA | TA-ACC-L-VX | 133.595 | 1/2 IN. TERMINATOR A CXC - LOW W/EXT.HDL, EXT.VENT & EXT.PTS
TA | TA-ACC-L-X | 117.7 | 1/2 IN. TERMINATOR A CXC - LOW FLOW W/EXT. HDL & EXT. PTS
TA | TA-ACF-L | 89.1 | 1/2 IN. TERMINATOR A CXF - LOW FLOW
TA | TA-ACF-L-AB | 108.9 | 1/2 IN. TERM A CXF - LOW FLOW W/AUTO VENT & PTS
TA | TA-ACF-L-ABX | 144.1 | 1/2 IN. TERM A CXF - LOW FLOW W/EXT. HDL, AUTO VENT & PTS
TA | TA-ACF-L-V | 93.5 | 1/2 IN. TERMINATOR A CXF - LOW FLOW W/VENT
TA | TA-ACF-L-VX | 128.7 | 1/2 IN. TERMINATOR A CXF - LOW W/EXT.HDL, EXT.VENT&EXT.PTS
TA | TA-ACF-L-X | 117.7 | 1/2 IN. TERMINATOR A CXF - LOW FLOW W/EXT. HDL & EXT. PTS
TA | TA-ACM-L | 89.1 | 1/2 IN. TERMINATOR A CXM - LOW FLOW
TA | TA-ACM-L-V | 93.5 | 1/2 IN. TERMINATOR A - LOW FLOW W/VENT
TA | TA-ACM-L-VX | 128.7 | 1/2 IN. TERMINATOR A CXM - HIGH W/EXT.HDL, EXT.VENT&EXT.PTS
TA | TA-ACM-L-X | 117.7 | 1/2 IN. TERMINATOR A CXM - LOW FLOW W/EXT. HDL & EXT. PTS
TA | TA-AF | 89.1 | 1/2 IN. TERMINATOR A FEMALE BODY
TA | TA-AFC-L | 89.1 | 1/2 IN. TERMINATOR A FXC - LOW FLOW
TA | TA-AFC-L-O | 82.5 | 1/2 IN. TERMINATOR A FXC - LOW FLOW, OMIT PT PORTS
TA | TA-AFC-L-V | 93.5 | 1/2 IN. TERMINATOR A FXC - LOW FLOW W/VENT
TA | TA-AFEM-L | 89.1 | 1/2 IN. TERMINATOR A FXEM - LOW FLOW
TA | TA-AFEM-L-X | 115.5 | 1/2 IN. TERMINATOR A FXEM - LOW FLOW W/EXT HDL, PTS
TA | TA-AFEM-X | 117.7 | 1/2 IN. TERMINATOR A FXEM - LOW FLOW W/EXT.
TA | TA-AFF-L | 89.1 | 1/2 IN. TERMINATOR A FXF - LOW FLOW
TA | TA-AFF-L-O | 82.5 | 1/2 IN. TERMINATOR A FXF - LOW FLOW- OMIT PT PORT
TA | TA-AFF-L-V | 98.395 | 1/2 IN. TERMINATOR A FXF - LOW FLOW W/VENT
TA | TA-AFF-L-V | 93.5 | 1/2 IN. TERMINATOR A FXF - LOW FLOW W/VENT
TA | TA-AFF-L-VX | 134.2 | 1/2 IN. TERM. A FXF - LOW W/EXT. HDL, EXT. VENT & EXT. PTS
TA | TA-AFF-L-X | 115.5 | 1/2 IN. TERMINATOR A FXF - LOW FLOW W/EXT.
TA | TA-AFM-L | 89.1 | 1/2 IN. TERMINATOR A FXM - LOW FLOW
TA | TA-AFM-L-V | 93.5 | 1/2 IN. TERMINATOR A FXM - LOW FLOW W/VENT
TA | TA-AFM-L-VX | 134.2 | 1/2 IN. TERM. A FXM - LOW W/EXT. HDL, EXT. VENT & EXT. PTS
TA | TA-AFM-L-X | 115.5 | 1/2 IN. TERMINATOR A FXM - LOW FLOW W/EXT.
TA | TA-APEF-L | 94.6 | 1/2 IN. TERMINATOR A PXEF - LOW FLOW
TA | TA-APEM-L | 94.6 | 1/2 IN. TERMINATOR A PXEM - LOW FLOW
TA | TA-APF-L | 94.6 | 1/2 IN. TERMINATOR A PXF - LOW FLOW
TA | TA-APM-L | 94.6 | 1/2 IN. TERMINATOR A PXM - LOW FLOW
TA | TA-APM-L-X | 123.2 | 1/2 IN. TERMINATOR A PXM - LOW FLOW W/ EXT. HDL & PT PORTS
TA | TA-BC | 133.1 | 3/4 IN. TERMINATOR A SWEAT BODY
TA | TA-BCC-L | 133.1 | 3/4 IN. TERMINATOR A CXC - LOW FLOW
TA | TA-BCC-L-AB | 152.9 | 3/4 IN. TERM A CXC - LOW FLOW W/AUTO VENT & PTS
TA | TA-BCC-L-B | 144.1 | 3/4 IN. TERMINATOR A CXC - LOW FLOW W/BALL VALVE VENT
TA | TA-BCC-L-V | 137.5 | 3/4 IN. TERMINATOR A CXC - LOW FLOW W/VENT
TA | TA-BCC-L-VX | 173.8 | 3/4 IN. TERMINATOR A CXC - LOW FLOW W/EXT. HDL, VENT & PTS
TA | TA-BCC-L-X | 162.8 | 3/4 IN. TERMINATOR A CXC - LOW FLOW W/EXT HDL. & EXT. PTS
TA | TA-BCF-L | 133.1 | 3/4 IN. TERMINATOR A CXF - LOW FLOW
TA | TA-BCF-L-AB | 198 | 3/4 IN. TERM A CXF - LOW FLOW W/AUTO VENT & PTS
TA | TA-BCF-L-ABX | 189.2 | 3/4 IN. TERM A CXF - LOW FLOW W/EXT. HDL, AUTO VENT & PTS
TA | TA-BCF-L-B | 144.1 | 3/4 IN. TERM A CXF - LOW FLOW W/BALL VALVE VENT
TA | TA-BCF-L-V | 137.5 | 3/4 IN. TERMINATOR A CXF - LOW FLOW W/VENT
TA | TA-BCF-L-VX | 173.8 | 3/4 IN. TERMINATOR A CXF - LOW FLOW W/EXT. HDL & EXT. VENT
TA | TA-BCF-L-X | 162.8 | 3/4 IN. TERMINATOR A CXF - LOW FLOW W/EXT HDL. & EXT. PTS
TA | TA-BCM-L | 133.1 | 3/4 IN. TERMINATOR A CXM - LOW FLOW
TA | TA-BCM-L-V | 137.5 | 3/4 IN. TERMINATOR A CXM - LOW FLOW W/VENT
TA | TA-BCM-L-VX | 173.8 | 3/4 IN. TERMINATOR A CXM - LOW FLOW W/EXT. HDL & EXT. VENT
TA | TA-BCM-L-X | 162.8 | 3/4 IN. TERMINATOR A CXM - LOW FLOW W/EXT HDL. & EXT. PTS
TA | TA-BCRC-L | 133.1 | 3/4 IN. TERMINATOR A CXRC - LOW FLOW
TA | TA-BCRC-L-B | 144.1 | 3/4 IN. TERMINATOR A CXRC - LOW FLOW W/BALL VALVE VENT
TA | TA-BCRC-L-V | 137.5 | 3/4 IN. TERMINATOR A CXRC - LOW FLOW W/ VENT
TA | TA-BCRC-L-VX | 173.8 | 3/4 IN. TERMINATOR A CXRC - LOW FLOW W/EXT. HDL, VENT & PTS
TA | TA-BCRC-L-X | 162.8 | 3/4 IN. TERMINATOR A CXRC - LOW FLOW W/EXT. HDL & EXT PTS
TA | TA-BCRF-L | 133.1 | 3/4 IN. TERMINATOR A CXRF - LOW FLOW
TA | TA-BCRF-L-VX | 173.8 | 3/4 IN. TERM A CXRF - LOW FLOW W/VENT & EXT. PTS & HDL
TA | TA-BCRF-L-X | 162.8 | 3/4 IN. TERMINATOR A CXRF - LOW FLOW W/EXT. HDL & EXT PTS
TA | TA-BCRM-L | 133.1 | 3/4 IN. TERMINATOR A CXRM - LOW FLOW
TA | TA-BCRM-L-V | 142.395 | 3/4 IN. TERMINATOR A CXRM - LOW FLOW W/VENT
TA | TA-BCRM-L-X | 162.8 | 3/4 IN. TERMINATOR A CXRM - LOW FLOW W/EXT. HDL & EXT PTS
TA | TA-BF | 133.1 | 3/4 IN. TERMINATOR A FEMALE BODY
TA | TA-BFC-L | 133.1 | 3/4 IN. TERMINATOR A FXC - LOW FLOW
TA | TA-BFC-L-V | 137.5 | 3/4 IN. TERMINATOR A FXC - LOW FLOW W/VENT
TA | TA-BFF-L | 133.1 | 3/4 IN. TERMINATOR A FXF - LOW FLOW
TA | TA-BFF-L-ABX | 183.095 | 3/4 IN. TERM A FXF - LOW FLOW W/EXT. HDL & EXT. PTS, AAV
TA | TA-BFF-L-V | 142.395 | 3/4 IN. TERMINATOR A FXF - LOW FLOW W/VENT
TA | TA-BFF-L-V | 142.395 | 3/4 IN. TERMINATOR A FXF - LOW FLOW W/VENT
TA | TA-BFF-L-VX | 173.8 | 3/4 IN. TERM A FXF - LOW W/EXT. HDL, EXT. VENT & EXT. PTS
TA | TA-BFF-L-X | 162.8 | 3/4 IN. TERMINATOR A FXF - LOW FLOW W/EXT. HDL & EXT. PTS
TA | TA-BFM-L | 133.1 | 3/4 IN. TERMINATOR A FXM - LOW FLOW
TA | TA-BFM-L-V | 137.5 | 3/4 IN. TERMINATOR A FXM - LOW FLOW W/ VENT
TA | TA-BFM-L-VX | 173.8 | 3/4 IN. TERM A FXM - LOW W/EXT. HDL, EXT. VENT & EXT. PTS
TA | TA-BFM-L-X | 162.8 | 3/4 IN. TERMINATOR A FXM - LOW FLOW W/EXT. HDL & EXT. PTS
TA | TA-BFRC-L | 133.1 | 3/4 IN. TERMINATOR A FXRC - LOW FLOW
TA | TA-BFRC-L-V | 137.5 | 3/4 IN. TERMINATOR A FXRC - LOW FLOW W/VENT
TA | TA-BFRC-L-X | 162.8 | 3/4 IN. TERMINATOR A FXRC - LOW FLOW W/EXT. HDL & EXT. PTS
TA | TA-BFRF-L | 133.1 | 3/4 IN. TERMINATOR A FXRF - LOW FLOW
TA | TA-BFRF-L-V | 137.5 | 3/4 IN. TERMINATOR A FXRF - LOW FLOW W/VENT
TA | TA-BFRF-L-X | 162.8 | 3/4 IN. TERMINATOR A FXRF - LOW FLOW W/EXT. HDL & EXT. PTS
TA | TA-BFRM-L | 133.1 | 3/4 IN. TERMINATOR A FXRM - LOW FLOW
TA | TA-BFRM-L-V | 137.5 | 3/4 IN. TERMINATOR A FXRM - LOW FLOW W/VENT
TA | TA-BFRM-L-VX | 173.8 | 3/4 IN. TERMINATOR A FXRM - LOW FLOW W/EXT. HDL, PTS, VENT
TA | TA-BFRM-L-X | 162.8 | 3/4 IN. TERMINATOR A FXRM - LOW FLOW W/EXT. HDL & EXT. PTS
TA | TA-BPC-L | 138.6 | 3/4 IN. TERMINATOR A PXC - LOW FLOW
TA | TA-BPF-L | 138.6 | 3/4 IN. TERMINATOR A PXF - LOW FLOW
TA | TA-BPM-L | 138.6 | 3/4 IN. TERMINATOR A PXM - LOW FLOW
TA | TA-BPRM-L | 138.6 | 3/4 IN. TERMINATOR A PXRM - LOW FLOW
TA | TA-CC2RC-L | 140.8 | 1 IN. TERMINATOR A CX2RC - LOW FLOW
TA | TA-CC2RC-L-V | 145.2 | 1 IN. TERMINATOR A CX2RC - LOW FLOW W/VENT
TA | TA-CC2RF-L | 140.8 | 1 IN. TERMINATOR A CX2RF - LOW FLOW
TA | TA-CC2RF-L-AB | 160.6 | 1 IN. TERMINATOR A CX2RF W/ AUTO AIR VENT - LOW FLOW
TA | TA-CC2RF-L-X | 170.5 | 1 IN. TERMINATOR A CX2RF - LOW FLOW W/EXT. HDL & EXT. PTS
TA | TA-CC2RM-L | 140.8 | 1 IN. TERMINATOR A CX2RM - LOW FLOW
TA | TA-CC2RM-L-V | 145.2 | 1 IN. TERMINATOR A CX2RM - LOW FLOW W/VENT
TA | TA-CC2RM-L-X | 170.5 | 1 IN. TERMINATOR A CX2RM - LOW FLOW W/EXT. HDL & EXT. PTS
TA | TA-CC2RM-L-XB | 177.1 | 1 IN. TERMINATOR A CX2RM - LOW- W/EXT. HDL, PTS & BALL VLV
TA | TA-CCC-L | 140.8 | 1 IN. TERMINATOR A CXC - LOW FLOW
TA | TA-CCC-L-V | 145.2 | 1 IN. TERMINATOR A CXC - LOW FLOW W/VENT
TA | TA-CCC-L-X | 170.5 | 1 IN. TERMINATOR A CXC - LOW FLOW W/EXT. HDL & PTS
TA | TA-CCC-L-XV | 186.395 | 1 IN. TERMINATOR A CXC - LOW FLOW W/EXT. HDL, PTS & VENT
TA | TA-CCF-L | 140.8 | 1 IN. TERMINATOR A CXF - LOW FLOW
TA | TA-CCF-L-V | 145.2 | 1 IN. TERMINATOR A CXF - LOW FLOW W/VENT
TA | TA-CCF-L-VX | 181.5 | 1IN. TERMINATOR A CXF - LOW W/EXT.HDL, EXT.VENT&EXT.PTS
TA | TA-CCF-L-X | 170.5 | 1 IN. TERMINATOR A CXF - LOW FLOW W/EXT. HDL & EXT. PTS
TA | TA-CCM-L | 140.8 | 1 IN. TERMINATOR A CXM - LOW FLOW
TA | TA-CCM-L-V | 150.095 | 1IN. TERMINATOR A CXM - LOW W/MAV
TA | TA-CCM-L-VX | 181.5 | 1IN. TERMINATOR A CXM - LOW W/EXT.HDL, EXT.VENT&EXT.PTS
TA | TA-CCM-L-X | 170.5 | 1 IN. TERMINATOR A CXM - LOW FLOW W/EXT. HDL & EXT. PTS
TA | TA-CCRC-L | 140.8 | 1 IN. TERMINATOR A CXRC - LOW FLOW
TA | TA-CCRC-L-V | 145.2 | 1 IN. TERMINATOR A CXRC - LOW FLOW W/VENT
TA | TA-CCRF-L | 140.8 | 1 IN. TERMINATOR A CXRF - LOW FLOW
TA | TA-CCRF-L-VX | 181.5 | 1 IN. TERMINATOR A CXRF - LOW FLOW W/EXT & VENT
TA | TA-CCRF-VX-L | 181.5 | 1 IN. TERMINATOR A CXRF - LOW FLOW W/EXT & VENT
TA | TA-CCRM-L | 140.8 | 1 IN. TERMINATOR A CXRM - LOW FLOW
TA | TA-CCRM-L-V | 150.095 | 1 IN. TERMINATOR A CXRM - LOW FLOW W/VENT
TA | TA-CCRM-L-X | 170.5 | 1 IN. TERMINATOR A CXRM - LOW FLOW W/EXT. HDL & EXT. PTS
TA | TA-CF2RC-L | 140.8 | 1 IN. TERMINATOR A FX2RC - LOW FLOW
TA | TA-CF2RF-L-X | 170.5 | 1 IN. TERMINATOR A FX2RF - LOW FLOW W/EXT. HNDL & PT
TA | TA-CF2RM-L | 140.8 | 1 IN. TERMINATOR A FX2RM - LOW FLOW
TA | TA-CF2RM-L-V | 145.2 | 1 IN. TERMINATOR A FX2RM - LOW FLOW W/VENT
TA | TA-CF2RM-L-X | 170.5 | 1 IN. TERMINATOR A FX2RM - LOW FLOW W/EXT. HDL & EXT. PTS
TA | TA-CFC-L | 140.8 | 1 IN. TERMINATOR A FXC - LOW FLOW
TA | TA-CFC-L-V | 145.2 | 1 IN. TERMINATOR A FXC - LOW FLOW W/VENT
TA | TA-CFF-L | 140.8 | 1 IN. TERMINATOR A FXF - LOW FLOW
TA | TA-CFF-L-AB | 163.68 | 1 IN. TERMINATOR A FXF W/ AUTO AIR VENT - LOW FLOW
TA | TA-CFF-L-ABX | 190.795 | 1 IN. TERM A FXF -LOW FLOW W/ AUTO AIR VENT, EXT. HDL & PT
TA | TA-CFF-L-V | 150.095 | 1 IN. TERMINATOR A FXF - LOW FLOW W/VENT
TA | TA-CFF-L-VX | 181.5 | 1 IN. TERM A FXF - LOW FLOW W/EXT. HDL, EXT. VENT & EXT. PTS
TA | TA-CFF-L-X | 170.5 | 1 IN. TERMINATOR A FXF - LOW FLOW W/EXT. HDL & EXT. PTS
TA | TA-CFM-L | 140.8 | 1 IN. TERMINATOR A FXM - LOW FLOW
TA | TA-CFM-L-V | 145.2 | 1 IN. TERMINATOR A FXM - LOW FLOW W/VENT
TA | TA-CFM-L-VX | 181.5 | 1 IN. TERM A FXM- LOW FLOW W/EXT. HDL, EXT. VENT & EXT. PTS
TA | TA-CFM-L-X | 170.5 | 1 IN. TERM A FXM- LOW FLOW W/EXT. HDL & EXT. PTS
TA | TA-CFRC-L | 140.8 | 1 IN. TERMINATOR A FXRC - LOW FLOW
TA | TA-CFRC-L-V | 145.2 | 1 IN. TERMINATOR A FXRC - LOW FLOW W/VENT
TA | TA-CFRC-L-X | 170.5 | 1 IN. TERMINATOR A FXRC - LOW FLOW W/EXT. HDL & EXT. PTS
TA | TA-CFRF-L | 140.8 | 1 IN. TERMINATOR A FXRF - LOW FLOW
TA | TA-CFRF-L-V | 150.095 | 1 IN. TERMINATOR A FXRF - LOW FLOW W/VENT
TA | TA-CFRF-L-VX | 181.5 | 1 IN. TERM A FXRF- LOW FLOW W/EXT. HDL, EXT. VENT & EXT. PTS
TA | TA-CFRM-L | 140.8 | 1 IN. TERMINATOR A FXRM - LOW FLOW
TA | TA-CFRM-L-V | 140.8 | 1 IN. TERMINATOR A FXRM - LOW FLOW W/VENT
TA | TA-CFRM-L-VX | 186.395 | 1 IN. TERMINATOR A FXRM - LOW FLOW W/EXT. MAV,HDL EXT. & PTS
TA | TA-CFRM-L-X | 170.5 | 1 IN. TERMINATOR A FXRM - LOW FLOW W/EXT. HDL & EXT. PTS
TA | TA-CP2RF-L | 162.8 | 1 IN. TERMINATOR A PX2RF - LOW FLOW
TA | TA-CP2RM-L | 162.8 | 1 IN. TERMINATOR A PX2RM - LOW FLOW
TA | TA-CPF-L | 162.8 | 1 IN. TERMINATOR A PXF - LOW FLOW
TA | TA-CPM-L-VX | 208.395 | 1 IN. TERMINATOR A PXM - LOW FLOW W/ EXT. MAV, EXT, PT & HDL
TA | TA-CPRF-L | 162.8 | 1 IN. TERMINATOR A PXRF - LOW FLOW
TA | TA-CPRM-L-VX | 203.5 | 1 IN. TERMINATOR A PXRM - LOW FLOW W/ EXT MAV, EXT, PT & HDL
TA | TA-DC2RC-L | 286 | 1-1/4 IN. TERMINATOR A CX2RC - LOW FLOW
TA | TA-DC2RF-L | 286 | 1-1/4 IN. TERMINATOR A CX2RF - LOW FLOW
TA | TA-DC2RF-L-X | 318.45 | 1-1/4 IN. TERMINATOR A CX2RF - LOW W/EXT. HDL & EXT. PTS
TA | TA-DC2RM-L | 286 | 1-1/4 IN. TERMINATOR A CX2RM - LOW FLOW
TA | TA-DC2RM-L-V | 290.4 | 1-1/4 IN. TERMINATOR A CX2RM - LOW FLOW W/VENT
TA | TA-DC2RM-L-X | 318.45 | 1-1/4 IN. TERMINATOR A CX2RM - LOW W/EXT. HDL & EXT. PTS
TA | TA-DCC-L | 286 | 1-1/4 IN. TERMINATOR A CXC - LOW FLOW
TA | TA-DCC-L-ABX | 344.85 | 1-1/4 IN. TERMINATOR A CXC - LOW W/EXT. HDL, AUTO VENT & PTS
TA | TA-DCC-L-B | 297 | 1-1/4 TERMINATOR A CXC - LOW FLOW W/BALL VALVE VENT
TA | TA-DCC-L-V | 290.4 | 1-1/4 TERMINATOR A CXC - LOW FLOW W/VENT
TA | TA-DCC-L-VX | 337.59 | 1-1/4 IN. TERMINATOR A CXC- LOW W/EXT. HDL, PTS & VENT
TA | TA-DCC-L-X | 318.45 | 1-1/4 IN. TERMINATOR A CXC- LOW W/EXT. HDL & EXT. PTS
TA | TA-DCEM-L | 286 | 1-1/4 IN. TERMINATOR A CXEM - LOW FLOW
TA | TA-DCF-ABX-L | 341.99 | 1-1/4 IN. TERMINATOR A CXF - LOW W/EXT. HDL, AUTO VENT & PTS
TA | TA-DCF-L | 286 | 1-1/4 IN. TERMINATOR CXF - LOW FLOW
TA | TA-DCF-L-V | 290.4 | 1-1/4 TERMINATOR A CXF - LOW FLOW W/VENT
TA | TA-DCF-L-X | 318.45 | 1-1/4 IN. TERMINATOR A CXF - LOW W/EXT. HDL & EXT. PTS
TA | TA-DCF-L-XV | 329.45 | 1-1/4 IN. TERMINATOR A CXF - LOW W/EXT. HDL & PTS W/ VENT
TA | TA-DCM-L | 286 | 1-1/4 IN. TERMINATOR A CXM - LOW FLOW
TA | TA-DCM-L-X | 318.45 | 1-1/4 IN. TERMINATOR A CXM - LOW W/EXT. HDL & EXT. PTS
TA | TA-DCRC-L | 286 | 1-1/4 IN. TERMINATOR A CXRC - LOW FLOW
TA | TA-DCRF-L-V | 290.4 | 1-1/4 TERMINATOR A CXRF - LOW FLOW W/VENT
TA | TA-DCRF-L-XV | 329.45 | 1-1/4 IN. TERMINATOR A CXRF - LOW W/EXT. HDL & PTS W/ VENT
TA | TA-DCRM-L | 286 | 1-1/4 IN. TERMINATOR A CXRM - LOW FLOW
TA | TA-DCRM-L-X | 318.45 | 1-1/4 IN. TERMINATOR A CXRM - LOW W/EXT. HDL & EXT. PTS
TA | TA-DF2RF-L | 286 | 1-1/4 IN. TERMINATOR A FX2RF - LOW FLOW
TA | TA-DF2RF-L-X | 318.45 | 1-1/4 IN. TERMINATOR A FX2RF - LOW FLOW W/EXT. PT & HNDL
TA | TA-DF2RM-L | 286 | 1-1/4 IN. TERMINATOR A FX2RM - LOW FLOW
TA | TA-DF2RM-L-V | 290.4 | 1 1/4 IN TERMINATOR A FX2RM - LOW FLOW W/VENT
TA | TA-DF2RM-L-X | 318.45 | 1-1/4 IN. TERMINATOR A FX2RM - LOW FLOW W/EXT. HDL& EXT. PTS
TA | TA-DFC-L | 286 | 1-1/4 IN. TERMINATOR A FXC - LOW FLOW
TA | TA-DFF-L | 286 | 1-1/4 IN. TERMINATOR A FXF - LOW FLOW
TA | TA-DFF-L-O | 279.4 | 1-1/4 IN. TERMINATOR A FXF - LOW FLOW - LESS PT PORT
TA | TA-DFF-L-V | 290.4 | 1 1/4 IN TERMINATOR A FXF - LOW FLOW W/VENT
TA | TA-DFF-L-VX | 330.99 | 1 1/4 IN TERMINATOR A FXF - LOW FLOW W/ EXT VENT & HDL
TA | TA-DFF-L-X | 318.45 | 1-1/4 IN. TERMINATOR A FXF - LOW FLOW W/EXT. HDL & EXT. PTS
TA | TA-DFM-L | 286 | 1-1/4 IN. TERMINATOR A FXM - LOW FLOW
TA | TA-DFM-L-X | 318.45 | 1-1/4 IN. TERMINATOR A FXM - LOW FLOW W/EXT. HDL & EXT. PTS
TA | TA-DFRC-L-V | 290.4 | 1-1/4 TERMINATOR A FXRC - LOW FLOW W/VENT
TA | TA-DFRF-L | 286 | 1-1/4 IN. TERMINATOR A FXRF - LOW FLOW
TA | TA-DFRF-L-V | 298.54 | 1-1/4 TERMINATOR A FXRF - LOW FLOW W/VENT
TA | TA-DFRM-L | 286 | 1-1/4 IN. TERMINATOR A FXRM - LOW FLOW
TA | TA-DFRM-L-X | 318.45 | 1-1/4 IN. TERMINATOR A FXRM - LOW W/EXT. HDL & EXT. PTS
TA | TA-DPF-L | 334.4 | 1-1/4 IN. TERMINATOR A PXF - LOW FLOW
TA | TA-DPRF-L | 334.4 | 1-1/4 IN. TERMINATOR A PXRF - LOW FLOW
TA | TA-EC2RC-L | 288.2 | 1-1/2 IN. TERMINATOR A CX2RC - LOW FLOW
TA | TA-EC2RF-L | 288.2 | 1-1/2 IN. TERMINATOR A CX2RF - LOW FLOW
TA | TA-EC2RF-L | 288.2 | 1-1/2 IN. TERMINATOR A CX2RF - LOW FLOW
TA | TA-EC2RF-L-VX | 331.65 | 1-1/2 IN. TERMINATOR A CX2F - LOW FLOW W/EXT. HDL, PTS, VENT
TA | TA-EC2RM-L | 288.2 | 1-1/2 IN. TERMINATOR A CX2RM - LOW FLOW
TA | TA-EC2RM-L-V | 300.74 | 1-1/2 IN. TERMINATOR A CX2RM - LOW FLOW W/ MANUAL AIR VENT
TA | TA-EC2RM-L-X | 295.35 | 1-1/2 IN. TERMINATOR A CX2RM - LOW W/EXT. HDL & EXT. PTS
TA | TA-EC3RM-L | 286 | 1-1/2 IN. TERMINATOR A CX3RM - LOW FLOW
TA | TA-ECC-L | 288.2 | 1-1/2 IN. TERMINATOR A CXC - LOW FLOW
TA | TA-ECC-L-V | 292.6 | 1-1/2 IN. TERMINATOR A CXC - LOW FLOW W/VENT
TA | TA-ECC-L-VX | 339.79 | 1-1/2 IN. TERMINATOR A CXC - LOW W/EXT. HDL, PTS & MAV
TA | TA-ECC-L-X | 320.65 | 1-1/2 IN. TERMINATOR A CXC - LOW W/EXT. HDL & EXT. PTS
TA | TA-ECF-L | 288.2 | 1-1/2 IN. TERMINATOR A CXF - LOW FLOW
TA | TA-ECF-L-VX | 339.79 | 1-1/2 IN. TERMINATOR A CXF - LOW FLOW W/EXT. HDL, PTS, VENT
TA | TA-ECF-L-X | 320.65 | 1-1/2 IN. TERMINATOR A CXF - LOW W/EXT. HDL & EXT. PTS
TA | TA-ECM-L | 288.2 | 1-1/2 IN. TERMINATOR A CXM - LOW FLOW
TA | TA-ECM-L-V | 300.74 | 1-1/2 IN. TERMINATOR A CXM - LOW FLOW W/ MANUAL AIR VENT
TA | TA-ECM-L-X | 320.65 | 1-1/2 IN. TERMINATOR A CXM - LOW FLOW W/EXT. HDL & EXT. PTS
TA | TA-ECRC-L | 288.2 | 1-1/2 IN. TERMINATOR A CXRC - LOW FLOW
TA | TA-ECRM-L | 288.2 | 1-1/2 IN. TERMINATOR A CXRM - LOW FLOW
TA | TA-ECRM-L-X | 328.79 | 1-1/2 IN. TERMINATOR A CXRM -LOW W/EXT. HDL & EXT. PTS
TA | TA-EF2RC-L-V | 292.6 | 1-1/2 IN. TERMINATOR A - FX2RC- LOW FLOW W/VENT
TA | TA-EF2RC-L-X | 320.65 | 1-1/2 IN. TERMINATOR A FX2RC - LOW W/EXT. HDL & EXT. PTS
TA | TA-EF2RF-L | 288.2 | 1-1/2 IN. TERMINATOR A - LOW FLOW
TA | TA-EF2RF-L-V | 288.2 | 1-1/2 IN. TERMINATOR A - LOW FLOW W/VENT
TA | TA-EF2RF-L-X | 320.65 | 1-1/2 IN. TERMINATOR A FX2RF - LOW W/EXT. HDL & EXT. PTS
TA | TA-EF2RM-L | 288.2 | 1-1/2 IN. TERMINATOR A FX2RM - LOW FLOW
TA | TA-EF2RM-L-V | 292.6 | 1-1/2 IN. TERMINATOR A - LOW FLOW W/VENT
TA | TA-EF2RM-L-X | 320.65 | 1-1/2 IN. TERMINATOR A FX2RM - LOW W/EXT. HDL & EXT. PTS
TA | TA-EF3RM-L-X | 320.65 | 1-1/2 IN. TERMINATOR A FX3RM - LOW W/EXT. HDL & EXT. PTS
TA | TA-EFF-L | 288.2 | 1-1/2 IN. TERMINATOR A FXF - LOW FLOW
TA | TA-EFF-L-V | 292.6 | 1 1/2 IN TERMINATOR A FXF - LOW FLOW W/VENT
TA | TA-EFM-L | 288.2 | 1-1/2 IN. TERMINATOR A FXM - LOW FLOW
TA | TA-EFM-L-V | 292.6 | 1-1/2 IN. TERMINATOR A FXM - LOW FLOW W/VENT
TA | TA-EFM-L-X | 320.65 | 1-1/2 IN. TERMINATOR A FXM - LOW W/EXT. HDL & EXT. PTS
TA | TA-EFRC-L-X | 328.79 | 1-1/2 IN. TERMINATOR A FXRC -LOW W/EXT. HDL & EXT. PTS
TA | TA-EFRM-L | 288.2 | 1-1/2 IN. TERMINATOR A F X RM - LOW FLOW
TA | TA-EFRM-L-X | 328.79 | 1-1/2 IN. TERMINATOR A FXRM -LOW W/EXT. HDL & EXT. PTS
TA | TA-EPEF-L | 94.6 | 1/2 IN. TERMINATOR A PXEF - LOW FLOW
TA | TA-EPF-L | 356.4 | 1-1/2 IN. TERMINATOR A PXF LOW FLOW
TA | TA-EPM-L-VX | 407.099 | 1-1/2 IN. TERMINATOR A PXM- LOW FLOW W. EXT. MAV, HDL & PTS
TA | TA-FC2RC-L | 456.5 | 2 IN. TERMINATOR A CX2RC - LOW FLOW
TA | TA-FC2RF-L | 456.5 | 2 IN. TERMINATOR A CX2RF - LOW FLOW
TA | TA-FC2RF-L-X | 496.375 | 2 IN. TERMINATOR A CX2RF - LOW FLOW W/EXT. HDL & EXT. PTS
TA | TA-FC2RM-L | 456.5 | 2 IN. TERMINATOR A CX2RM - LOW FLOW
TA | TA-FC2RM-L-X | 496.375 | 2 IN. TERMINATOR A CX2RM - LOW FLOW W/EXT. HDL & EXT. PTS
TA | TAF-CC2RC | 121 | 1 IN. INLINE AUTO CX2RC
TA | TAF-CC2RC-X | 134.2 | 1 IN. INLINE AUTO CX2RC W/ EXT PARTS
TA | TAF-CC2RF | 121 | 1 IN. INLINE AUTO CX2RF
TA | TAF-CC2RF-X | 134.2 | 1 IN. INLINE AUTO CX2RF W/ EXT PARTS
TA | TAF-CC2RM | 121 | 1 IN. INLINE AUTO CX2RM
TA | TAF-CC2RM-X | 134.2 | 1 IN. INLINE AUTO CX2RM W/ EXT PARTS
TA | TA-FCC-L | 456.5 | 2 IN. TERMINATOR A CXC - LOW FLOW
TA | TA-FCC-L-V | 460.9 | 2 IN. TERMINATOR A CXC - LOW FLOW W/ VENT
TA | TA-FCC-L-VX | 515.515 | 2 IN. TERMINATOR A CXC - LOW FLOW W/ EXT. VENT, PTS & HDL
TA | TA-FCC-L-X | 496.375 | 2 IN. TERMINATOR A CXC - LOW FLOW W/ EXT. PTS & HDL
TA | TA-FCF-L | 456.5 | 2 IN. TERMINATOR A CXF - LOW FLOW
TA | TA-FCF-L-V | 460.9 | 2 IN. TERMINATOR A CXF - LOW FLOW W/VENT
TA | TA-FCM-L | 456.5 | 2 IN. TERMINATOR A CXM - LOW FLOW
TA | TA-FCM-L-X | 496.375 | 2 IN. TERMINATOR A CXM - LOW FLOW W/ EXT. HDL & EXT. PT PORT
TA | TA-FCRC-L | 456.5 | 2 IN. TERMINATOR A CXRC - LOW FLOW
TA | TA-FCRM-L | 456.5 | 2 IN. TERMINATOR A CXRM - LOW FLOW
TA | TA-FCRM-L-X | 496.375 | 2 IN. TERMINATOR A CXRM - LOW FLOW W/ EXT. PT, HDL
TA | TA-FF2RF-L | 456.5 | 2 IN. TERMINATOR A FX2RF - LOW FLOW
TA | TA-FF2RF-L-X | 496.375 | 2 IN. TERMINATOR A FX2RF - LOW FLOW W/EXT HDL. & EXT. PTS
TA | TA-FF2RM-L | 456.5 | 2 IN. TERMINATOR A FX2RM - LOW FLOW
TA | TA-FF2RM-L-V | 460.9 | 2 IN. TERMINATOR A FX2RM - LOW FLOW W/VENT
TA | TA-FF2RM-L-X | 496.375 | 2 IN. TERMINATOR A FX2RM - LOW FLOW W/EXT HDL. & EXT. PTS
TA | TA-FFC-L | 456.5 | 2 IN. TERMINATOR A FXC - LOW FLOW
TA | TA-FFF-L | 456.5 | 2 IN. TERMINATOR A FXF - LOW FLOW
TA | TA-FFF-L-V | 460.9 | 2 IN. TERMINATOR A FXF - LOW FLOW W/VENT
TA | TA-FFF-L-VX | 507.375 | 2 IN. TERMINATOR A FXF - LOW W/EXT.HDL, EXT.VENT & EXT.PTS
TA | TA-FFM-L | 456.5 | 2 IN. TERMINATOR A FXM - LOW FLOW
TA | TA-FFM-L-V | 460.9 | 2 IN. TERMINATOR A FXM - LOW FLOW W/VENT
TA | TA-FFM-L-VX | 515.185 | 2 IN. TERMINATOR A FXM - LOW FLOW W/VENT & EXT. HDL, PTS
TA | TA-FFM-L-X | 496.3751 | 2 IN. TERMINATOR A FXM - LOW FLOW W/ EXT. HDL & EXT. PT PORT
TA | TA-FFRC-L-X | 496.3749 | 2 IN. TERMINATOR A FXRC - LOW FLOW W/EXT HDL. & EXT. PTS
TA | TA-FFRF-L | 456.5 | 2 IN. TERMINATOR A FXRF - LOW FLOW
TA | TA-FFRM-L | 456.5 | 2 IN. TERMINATOR A FXRM - LOW FLOW
TA | TA-FFRM-L-X | 496.375 | 2 IN. TERMINATOR A FXRM - LOW FLOW W/EXT HDL. & EXT. PTS
TA | TA-FPF-L | 587.4 | 1 IN. TERMINATOR A PXF - LOW FLOW
TA | TA-FPRM-L | 587.4 | 1 IN. TERMINATOR A PXRM - LOW FLOW
TA | TA-GW-H | 1002.54 | 2-1/2 IN. TERMINATOR A WAFER BODY - HIGH FLOW
TA | TA-GW-H-X | 1015.74 | 2-1/2 IN. TERMINATOR A WAFER BODY - HIGH FLOW W/EXT. PTS
TA | TA-GW-L | 832.755 | 2-1/2 IN. TERMINATOR A WAFER BODY - LOW FLOW
TA | TA-GW-L-V | 837.155 | 2-1/2 IN. TERMINATOR A WAFER BODY - LOW FLOW W/VENT
TA | TA-GW-L-X | 845.955 | 2-1/2 IN. TERMINATOR A WAFER BODY - LOW FLOW W/EXT. PTS
TA | TA-HW-H | 1237.005 | 3 IN. TERMINATOR A WAFER BODY - HIGH FLOW
TA | TA-HW-H-X | 1250.205 | 3 IN. TERMINATOR A WAFER BODY - HIGH FLOW W/ EXT. PT PORTS
TA | TA-HW-L | 1164.24 | 3 IN. TERMINATOR A WAFER BODY - LOW FLOW
TA | TA-HW-L-X | 1177.44 | 3 IN. TERMINATOR A WAFER BODY - LOW FLOW W/EXT.PTS
TA | TA-IW-H | 1762.53 | 4 IN. TERMINATOR A WAFER BODY - HIGH FLOW
TA | TA-IW-H-X | 1775.73 | 4 IN. TERMINATOR A WAFER BODY - HIGH FLOW W/EXT. PTS
TA | TA-IW-L | 1608.915 | 4 IN. TERMINATOR A WAFER BODY - LOW FLOW
TA | TA-IW-L-X | 1622.115 | 4 IN. TERMINATOR A WAFER BODY - LOW FLOW W/EXT. PTS
TAF | TAF-ACC | 110 | 1/2 IN. INLINE AUTO CXC
TAF | TAF-ACC-X | 123.2 | 1/2 IN. INLINE AUTO CXC W/ EXT PARTS
TAF | TAF-ACF | 110 | 1/2 IN. INLINE AUTO CXF
TAF | TAF-ACF-X | 123.2 | 1/2 IN. INLINE AUTO CXF W/ EXT PARTS
TAF | TAF-ACM | 110 | 1/2 IN. INLINE AUTO CXM
TAF | TAF-ACM-X | 123.2 | 1/2 IN. INLINE AUTO CXM W/ EXT PARTS
TAF | TAF-AFC | 110 | 1/2 IN. INLINE AUTO FXC
TAF | TAF-AFC-X | 123.2 | 1/2 IN. INLINE AUTO FXC W/ EXT PARTS
TAF | TAF-AFF | 110 | 1/2 IN. INLINE AUTO FXF
TAF | TAF-AFF-X | 123.2 | 1/2 IN. INLINE AUTO FXF W/EXT PARTS
TAF | TAF-AFM | 110 | 1/2 IN. INLINE AUTO FXM
TAF | TAF-AFM-X | 123.2 | 1/2 IN. AUTO FXM W/ EXT PARTS
TAF | TAF-AMC | 110 | 1/2 IN. INLINE AUTO MXC
TAF | TAF-AMC-X | 123.2 | 1/2 IN. INLINE AUTO MXC W/ EXT PARTS
TAF | TAF-AMF | 110 | 1/2 IN. INLINE AUTO MXF
TAF | TAF-AMF-X | 123.2 | 1/2 IN. INLINE AUTO MXF W/ EXT PARTS
TAF | TAF-AMM | 110 | 1/2 IN. INLINE AUTO MXM
TAF | TAF-AMM-X | 123.2 | 1/2 IN. INLINE AUTO MXM W/ EXT PARTS
TAF | TAF-BCC | 110 | 3/4 IN. INLINE AUTO CXC
TAF | TAF-BCC-X | 123.2 | 3/4 IN. INLINE AUTO CXC W/ EXT PARTS
TAF | TAF-BCF | 110 | 3/4 IN. INLINE AUTO CXF
TAF | TAF-BCF-X | 123.2 | 3/4 IN. INLINE AUTO CXF
TAF | TAF-BCM | 110 | 3/4 IN. INLINE AUTO CXM
TAF | TAF-BCM-X | 123.2 | 3/4 IN. INLINE AUTO CXM W/ EXT PARTS
TAF | TAF-BCRC | 110 | 3/4 IN. INLINE AUTO CXRC
TAF | TAF-BCRC-X | 123.2 | 3/4 IN. INLINE AUTO CXRC
TAF | TAF-BCRF | 110 | 3/4 IN. INLINE AUTO CXRF
TAF | TAF-BCRF-X | 123.2 | 3/4 IN. INLINE AUTO CXRF W/ EXT PARTS
TAF | TAF-BCRM | 110 | 3/4 IN. INLINE AUTO CXRM
TAF | TAF-BCRM-X | 123.2 | 3/4 IN. INLINE AUTO CXRM W/ EXT PARTS
TAF | TAF-BFC | 110 | 3/4 IN. INLINE AUTO FXC
TAF | TAF-BFC-X | 123.2 | 3/4 IN. INLINE AUTO FXC W/ EXT PARTS
TAF | TAF-BFF | 110 | 3/4 IN. INLINE AUTO FXF
TAF | TAF-BFF-X | 123.2 | 3/4 IN. INLINE AUTO FXF W/ EXT PARTS
TAF | TAF-BFM | 110 | 3/4 IN. INLINE AUTO FXM
TAF | TAF-BFM-X | 123.2 | 3/4 IN. INLINE AUTO FXM W/ EXT PARTS
TAF | TAF-BFRC | 110 | 3/4 IN. INLINE AUTO FXRC
TAF | TAF-BFRC-X | 123.2 | 3/4 IN. INLINE AUTO FXRC W/ EXT PARTS
TAF | TAF-BFRF | 110 | 3/4 IN. INLINE AUTO FXRF
TAF | TAF-BFRF-X | 123.2 | 3/4 IN. INLINE AUTO FXRF W/ EXT PARTS
TAF | TAF-BFRM | 110 | 3/4 IN. INLINE AUTO FXRM
TAF | TAF-BFRM-X | 123.2 | 3/4 IN. INLINE AUTO FXRM W/ EXT PARTS
TAF | TAF-BMC | 110 | 3/4 IN. INLINE AUTO MXC
TAF | TAF-BMC-X | 123.2 | 3/4 IN. INLINE AUTO MXC W/ EXT PARTS
TAF | TAF-BMF | 110 | 3/4 IN. INLINE AUTO MXF
TAF | TAF-BMF-X | 123.2 | 3/4 IN. INLINE AUTO MXF W/ EXT PARTS
TAF | TAF-BMM | 110 | 3/4 IN. INLINE AUTO MXM
TAF | TAF-BMM-X | 123.2 | 3/4 IN. INLINE AUTO MXM
TAF | TAF-BMRC | 110 | 3/4 IN. INLINE AUTO MXRC
TAF | TAF-BMRC-X | 123.2 | 3/4 IN. INLINE AUTO MXRC W/ EXT PARTS
TAF | TAF-BMRF | 110 | 3/4 IN. INLINE AUTO MXRF
TAF | TAF-BMRF-X | 123.2 | 3/4 IN. INLINE AUTO MXRF W/ EXT PARTS
TAF | TAF-BMRM | 110 | 3/4 IN. INLINE AUTO MXRM
TAF | TAF-BMRM-X | 123.2 | 3/4 IN. INLINE AUTO MXRM W/ EXT PARTS
TAF | TAF-CCC | 121 | 1 IN. INLINE AUTO CXC
TAF | TAF-CCC-X | 134.2 | 1 IN. INLINE AUTO CXC W/ EXT PARTS
TAF | TAF-CCF | 121 | 1 IN. INLINE AUTO CXF
TAF | TAF-CCF-X | 134.2 | 1 IN. INLINE AUTO CXF W/ EXT PARTS
TAF | TAF-CCM | 121 | 1 IN. INLINE AUTO CXM
TAF | TAF-CCM-X | 134.2 | 1 IN. INLINE AUTO CXM W/ EXT PARTS
TAF | TAF-CCRC | 121 | 1 IN. INLINE AUTO CXRC
TAF | TAF-CCRC-X | 134.2 | 1 IN. INLINE AUTO CXRC W/ EXT PARTS
TAF | TAF-CCRF | 121 | 1 IN. INLINE AUTO CXRF
TAF | TAF-CCRF-X | 134.2 | 1 IN. INLINE AUTO CXRF W/ EXT PARTS
TAF | TAF-CCRM | 121 | 1 IN. INLINE AUTO CXRM
TAF | TAF-CCRM-X | 134.2 | 1 IN. INLINE AUTO CXRM W/ EXT PARTS
TAF | TAF-CF2RC | 121 | 1 IN. INLINE AUTO FX2RC
TAF | TAF-CF2RC-X | 134.2 | 1 IN. INLINE AUTO FX2RC W/ EXT PARTS
TAF | TAF-CF2RF | 121 | 1 IN. INLINE AUTO FX2RF
TAF | TAF-CF2RF-X | 134.2 | 1 IN. INLINE AUTO FX2RF W/ EXT PARTS
TAF | TAF-CF2RM | 121 | 1 IN. INLINE AUTO FX2RM
TAF | TAF-CF2RM-X | 134.2 | 1 IN. INLINE AUTO FX2RM W/ EXT PARTS
TAF | TAF-CFC | 121 | 1 IN. INLINE AUTO FXC
TAF | TAF-CFC-X | 134.2 | 1 IN. INLINE AUTO FXC W/ EXT PARTS
TAF | TAF-CFF | 121 | 1 IN. INLINE AUTO FXF
TAF | TAF-CFF-X | 134.2 | 1 IN. INLINE AUTO FXF W/ EXT PARTS
TAF | TAF-CFM | 121 | 1 IN. INLINE AUTO FXM
TAF | TAF-CFM-X | 134.2 | 1 IN. INLINE AUTO FXM W/ EXT PARTS
TAF | TAF-CFRC | 121 | 1 IN. INLINE AUTO FXRC
TAF | TAF-CFRC-X | 134.2 | 1 IN. INLINE AUTO FXRC W/ EXT PARTS
TAF | TAF-CFRF | 121 | 1 IN. INLINE AUTO FXRF
TAF | TAF-CFRF-X | 134.2 | 1 IN. INLINE AUTO FXRF W/ EXT PARTS
TAF | TAF-CFRM | 121 | 1 IN. INLINE AUTO FXRM
TAF | TAF-CFRM-X | 134.2 | 1 IN. INLINE AUTO FXRM W/ EXT PARTS
TAF | TAF-CM2RC | 121 | 1 IN. INLINE AUTO MX2RC
TAF | TAF-CM2RC-X | 134.2 | 1 IN. INLINE AUTO MX2RC W/ EXT PARTS
TAF | TAF-CM2RF | 121 | 1 IN. INLINE AUTO MX2RF
TAF | TAF-CM2RF-X | 134.2 | 1 IN. INLINE AUTO MX2RF W/ EXT PARTS
TAF | TAF-CM2RM | 121 | 1 IN. INLINE AUTO MX2RM
TAF | TAF-CM2RM-X | 134.2 | 1 IN. INLINE AUTO MX2RM W/ EXT PARTS
TAF | TAF-CMC | 121 | 1 IN. INLINE AUTO MXC
TAF | TAF-CMC-X | 134.2 | 1 IN. INLINE AUTO MXC W/ EXT PARTS
TAF | TAF-CMF | 121 | 1 IN. INLINE AUTO MXF
TAF | TAF-CMF-X | 134.2 | 1 IN. INLINE AUTO MXF W/ EXT PARTS
TAF | TAF-CMM | 121 | 1 IN. INLINE AUTO MXM
TAF | TAF-CMM-X | 134.2 | 1 IN. INLINE AUTO MXM W/ EXT PARTS
TAF | TAF-CMRC | 121 | 1 IN. INLINE AUTO MXRC
TAF | TAF-CMRC-X | 134.2 | 1 IN. INLINE AUTO MXRC W/ EXT PARTS
TAF | TAF-CMRF | 121 | 1 IN. INLINE AUTO MXRF
TAF | TAF-CMRF-X | 134.2 | 1 IN. INLINE AUTO MXRF W/ EXT PARTS
TAF | TAF-CMRM | 121 | 1 IN. INLINE AUTO MXRM
TAF | TAF-CMRM-X | 134.2 | 1 IN. INLINE AUTO MXRM W/ EXT PARTS
TB | TB-ACC | 60.5 | 1/2 IN. TERMINATOR B CXC
TB | TB-ACC-AB | 80.3 | 1/2 IN. TERMINATOR B CXC W/AUTO AIR VENT & SHUT OFF
TB | TB-ACC-ABX | 108.9 | 1/2 IN. TB CXC W/AUTO AIR VENT & SHUT OFF & EXT. PTS / HDL
TB | TB-ACC-O | 53.9 | 1/2 IN. TERMINATOR B CXC LESS PTS
TB | TB-ACC-V | 64.9 | 1/2 IN. TERMINATOR B CXC W/VENT
TB | TB-ACC-VX | 100.1 | 1/2 IN. TERMINATOR B CXC W/EXT. HDL, EXT VENT & EXT. PTS
TB | TB-ACC-X | 89.1 | 1/2 IN. TERMINATOR B CXC W/EXT. HDL & EXT. PTS
TB | TB-ACEM-X | 89.1 | 1/2 IN. TERMINATOR B CXEM W/EXT. HDL & EXT. PTS
TB | TB-ACF | 60.5 | 1/2 IN. TERMINATOR B CXF
TB | TB-ACF-O | 53.9 | 1/2 IN. TERMINATOR B CXF LESS PTS
TB | TB-ACF-V | 64.9 | 1/2 IN. TERMINATOR B CXF W/VENT
TB | TB-ACF-VX | 100.1 | 1/2 IN. TERMINATOR B CXF W/EXT. HDL, EXT VENT & EXT. PTS
TB | TB-ACF-X | 89.1 | 1/2 IN. TERMINATOR B CXF W/EXT. HDL & EXT. PTS
TB | TB-ACM | 60.5 | 1/2 IN. TERMINATOR B CXM
TB | TB-ACM-A | 69.3 | 1/2 IN. TERMINATOR B CXM W/AUTO AIR VENT
TB | TB-ACM-O | 53.9 | 1/2 IN. TERMINATOR B CXM LESS PTS
TB | TB-ACM-V | 64.9 | 1/2 IN. TERMINATOR B CXM W/VENT
TB | TB-ACM-X | 89.1 | 1/2 IN. TERMINATOR B CXM W/EXT. HDL & EXT. PTS
TB | TB-AFC | 60.5 | 1/2 IN. TERMINATOR B FXC
TB | TB-AFC-O | 53.9 | 1/2 IN. TERMINATOR B FXC LESS PTS
TB | TB-AFC-V | 64.9 | 1/2 IN. TERMINATOR B FXC W/VENT
TB | TB-AFC-X | 89.1 | 1/2 IN. TERMINATOR B FXC W/EXT. HDL & EXT. PTS
TB | TB-AFEM | 60.5 | 1/2 IN. TERMINATOR B F X 3/4 IN. MALE
TB | TB-AFF | 60.5 | 1/2 IN. TERMINATOR B FXF
TB | TB-AFF-O | 53.9 | 1/2 IN. TERMINATOR B FXF LESS PTS
TB | TB-AFF-V | 64.9 | 1/2 IN. TERMINATOR B FXF W/VENT
TB | TB-AFF-VX | 100.1 | 1/2 IN. TERMINATOR B FXF W/EXT. HDL, EXT VENT & EXT. PTS
TB | TB-AFF-X | 89.1 | 1/2 IN. TERMINATOR B FXF W/EXT. HDL & EXT. PTS
TB | TB-AFM | 60.5 | 1/2 IN. TERMINATOR B FXM
TB | TB-AFM-O | 53.9 | 1/2 IN. TERMINATOR B FXM LESS PTS
TB | TB-AFM-V | 64.9 | 1/2 IN. TERMINATOR B FXM W/VENT
TB | TB-AFM-X | 89.1 | 1/2 IN. TERMINATOR B FXM W/EXT. HDL & EXT. PTS
TB | TB-APC | 67.1 | 1/2 IN. TERMINATOR B PXC
TB | TB-APF | 67.1 | 1/2 IN. TERMINATOR B PXF
TB | TB-APF-X | 95.7 | 1/2 IN. TERMINATOR B PXF W/EXT. HDL & EXT. PTS
TB | TB-APM | 67.1 | 1/2 IN. TERMINATOR B PXM
TB | TB-APM-V | 71.5 | 1/2 IN. TERMINATOR B PXM W/VENT
TB | TB-APM-X | 95.7 | 1/2 IN. TERMINATOR B PXM W/EXT. HDL & EXT. PTS
TB | TB-BCC | 62.7 | 3/4 IN. TERMINATOR B CXC
TB | TB-BCC-AB | 82.5 | 3/4 IN. TERMINATOR B CXC W/HDL, AUTO VENT & PTS
TB | TB-BCC-ABX | 117.7 | 3/4 IN. TERMINATOR B CXC W/EXT. HDL, AUTO VENT & PTS
TB | TB-BCC-O | 49.5 | 3/4 IN. TERMINATOR B CXC LESS PTS
TB | TB-BCC-V | 67.1 | 3/4 IN. TERMINATOR B CXC W/VENT
TB | TB-BCC-VX | 101.2 | 3/4 IN. TERMINATOR B CXC W/EXT. HDL, EXT. VENT & EXT. PTS
TB | TB-BCC-X | 91.3 | 3/4 IN. TERMINATOR B CXC W/EXT. HDL & EXT. PTS
TB | TB-BCF | 62.7 | 3/4 IN. TERMINATOR B CXF
TB | TB-BCF-AB | 82.5 | 3/4 IN. TERMINATOR B CXF
TB | TB-BCF-O | 49.5 | 3/4 IN. TERMINATOR B CXF LESS PTS
TB | TB-BCF-V | 67.1 | 3/4 IN. TERMINATOR B CXF W/VENT
TB | TB-BCF-VX | 102.3 | 3/4 IN. TERMINATOR B CXF W/EXT. HDL, EXT. VENT & EXT. PTS
TB | TB-BCF-X | 91.3 | 3/4 IN. TERMINATOR B CXF W/EXT. HDL & EXT. PTS
TB | TB-BCM | 62.7 | 3/4 IN. TERMINATOR B CXM
TB | TB-BCM-O | 49.5 | 3/4 IN. TERMINATOR B CXM LESS PT
TB | TB-BCM-V | 67.1 | 3/4 IN. TERMINATOR B CXM W/VENT
TB | TB-BCM-X | 91.3 | 3/4 IN. TERMINATOR B CXM W/EXT. HDL & EXT. PTS
TB | TB-BCRC | 62.7 | 3/4 IN. TERMINATOR B CXRC
TB | TB-BCRC-AB | 82.5 | 3/4 IN. TERMINATOR B CXRC W/AUTO BALL VALVE AIR VENT
TB | TB-BCRC-O | 49.5 | 3/4 IN. TERMINATOR B CXRC LESS PTS
TB | TB-BCRC-V | 67.1 | 3/4 IN. TERMINATOR B CXRC W/VENT
TB | TB-BCRC-X | 91.3 | 3/4 IN. TERMINATOR B CXRC W/EXT. HDL & EXT. PTS
TB | TB-BCRF | 62.7 | 3/4 IN. TERMINATOR B CXRF
TB | TB-BCRF-O | 49.5 | 3/4 IN. TERMINATOR B CXRF LESS PT
TB | TB-BCRF-V | 67.1 | 3/4 IN. TERMINATOR B CXRF W/VENT
TB | TB-BCRF-VX | 102.3 | 3/4 IN. TERMINATOR B CXRF W/EXT. HDL & EXT. PTS & EXT. VENT
TB | TB-BCRF-X | 91.3 | 3/4 IN. TERMINATOR B CXRF W/EXT. HDL & EXT. PTS
TB | TB-BCRM | 62.7 | 3/4 IN. TERMINATOR B CXRM
TB | TB-BCRM-AB | 78.1 | 3/4 IN. TERMINATOR B CXRM W/ AUTO AIR VENT
TB | TB-BCRM-B | 69.3 | 3/4 IN. TERMINATOR B CXRM
TB | TB-BCRM-O | 49.5 | 3/4 IN. TERMINATOR B CXRM LESS PTS
TB | TB-BCRM-V | 67.1 | 3/4 IN. TERMINATOR B CXRM W/VENT
TB | TB-BCRM-VX | 102.3 | 3/4 IN. TERMINATOR B CXRM W/EXT. HDL, EXT. VENT & EXT. PTS
TB | TB-BCRM-X | 91.3 | 3/4 IN. TERMINATOR B CXRM W/EXT. HDL & EXT. PTS
TB | TB-BFC | 62.7 | 3/4 IN. TERMINATOR B FXC
TB | TB-BFC-O | 49.5 | 3/4 IN. TERMINATOR B FXC LESS PTS
TB | TB-BFC-V | 67.1 | 3/4 IN. TERMINATOR B FXC W/VENT
TB | TB-BFC-X | 91.3 | 3/4 IN. TERMINATOR B FXC W/EXT. HDL & EXT. PTS
TB | TB-BFF | 62.7 | 3/4 IN. TERMINATOR B FXF
TB | TB-BFF-O | 49.5 | 3/4 IN. TERMINATOR B FXF LESS PTS
TB | TB-BFF-V | 67.1 | 3/4 IN. TERMINATOR B FXF W/VENT
TB | TB-BFF-X | 91.3 | 3/4 IN. TERMINATOR B FXF W/EXT. HDL & EXT. PTS
TB | TB-BFM | 62.7 | 3/4 IN. TERMINATOR B FXM
TB | TB-BFM-O | 49.5 | 3/4 IN. TERMINATOR B FXM LESS PTS
TB | TB-BFM-V | 67.1 | 3/4 IN. TERMINATOR B FXM W/VENT
TB | TB-BFM-X | 91.3 | 3/4 IN. TERMINATOR B FXM W/EXT. HDL & EXT. PTS
TB | TB-BFRC | 62.7 | 3/4 IN. TERMINATOR B FXRC
TB | TB-BFRC-O | 49.5 | 3/4 IN. TERMINATOR B FXRC LESS PTS
TB | TB-BFRC-V | 67.1 | 3/4 IN. TERMINATOR B FXRC W/VENT
TB | TB-BFRC-X | 91.3 | 3/4 IN. TERMINATOR B FXRC W/EXT. HDL & EXT. PTS
TB | TB-BFRF | 62.7 | 3/4 IN. TERMINATOR B FXRF
TB | TB-BFRF-V | 67.1 | 3/4 IN. TERMINATOR B FXRF W/VENT
TB | TB-BFRF-X | 91.3 | 3/4 IN. TERMINATOR B FXRF W/EXT. HDL & EXT. PTS
TB | TB-BFRM | 62.7 | 3/4 IN. TERMINATOR B FXRM
TB | TB-BFRM-A | 71.5 | 3/4 IN. TERMINATOR B FXRM W/AUTO AIR VENT
TB | TB-BFRM-O | 49.5 | 3/4 IN. TERMINATOR B FXRM LESS PTS
TB | TB-BFRM-V | 67.1 | 3/4 IN. TERMINATOR B FXRM W/VENT
TB | TB-BFRM-VX | 102.3 | 3/4 IN. TERMINATOR B FXRM W/EXT. HDL, EXT. VENT & EXT. PTS
TB | TB-BFRM-X | 91.3 | 3/4 IN. TERMINATOR B FXRM W/EXT. HDL & EXT. PTS
TB | TB-BPC | 69.3 | 3/4 IN. TERMINATOR B PXC
TB | TB-BPC-V | 73.7 | 3/4 IN. TERMINATOR B PXC W/VENT
TB | TB-BPC-VX | 110 | 3/4 IN. TERMINATOR B PXC W/EXT. HDL, EXT. VENT & EXT. PTS
TB | TB-BPF | 69.3 | 3/4 IN. TERMINATOR B PXF
TB | TB-BPF-V | 73.7 | 3/4 IN. TERMINATOR B PXF W/VENT
TB | TB-BPF-X | 99 | 3/4 IN. TERMINATOR B PXF W/EXT. HDL & EXT. PTS
TB | TB-BPM | 69.3 | 3/4 IN. TERMINATOR B PXM
TB | TB-BPM-X | 97.9 | 3/4 IN. TERMINATOR B PXM W/EXT. HDL & EXT. PTS
TB | TB-BPRC-V | 73.7 | 3/4 IN. TERMINATOR B PXRC W/VENT
TB | TB-BPRM | 69.3 | 3/4 IN. TERMINATOR B PXRM
TB | TB-BPRM-V | 73.7 | 3/4 IN. TERMINATOR B PXRM W/VENT
TB | TB-BPRM-VX | 108.9 | 3/4 IN. TERMINATOR B PXRM W/EXT. HDL, EXT. PTS, & VENT
TB | TB-BPRM-X | 97.9 | 3/4 IN. TERMINATOR B PXRM W/EXT. HDL & EXT. PTS
TB | TB-CC2RC | 90.2 | 1 IN. TERMINATOR B CX2RC
TB | TB-CC2RC-AB | 110 | 1 IN. TERMINATOR B CX2RC W/AUTO BALL VALVE AIR VENT
TB | TB-CC2RC-V | 94.6 | 1 IN. TERMINATOR B CX2RC W/VENT
TB | TB-CC2RF | 90.2 | 1 IN. TERMINATOR B CX2RF
TB | TB-CC2RF-V | 94.6 | 1 IN. TERMINATOR B CX2RF W/VENT
TB | TB-CC2RM | 90.2 | 1 IN. TERMINATOR B CX2RM
TB | TB-CC2RM-A | 99 | 1 IN. TERMINATOR B CX2RM W/AUTO AIR VENT
TB | TB-CC2RM-AB | 105.6 | 1 IN. TERMINATOR B CX2RM W/AUTO AIR VENT
TB | TB-CC2RM-B | 96.8 | 1 IN. TERMINATOR B CX2RM W/ MINI BALL VALVE AIR VENT
TB | TB-CC2RM-O | 77 | 1 IN. TERMINATOR B CX2RM LESS PTS
TB | TB-CC2RM-V | 94.6 | 1 IN. TERMINATOR B CX2RM W/VENT
TB | TB-CC2RM-VX | 130.9 | 1 IN. TERMINATOR B CX2RM W/EXT. HDL & EXT. PTS W/ VENT
TB | TB-CC2RM-X | 119.9 | 1 IN. TERMINATOR B CX2RM W/EXT. HDL & EXT. PTS
TB | TB-CCC | 90.2 | 1 IN. TERMINATOR B CXC
TB | TB-CCC-A | 99 | 1 IN. TERMINATOR B CXC W/AUTO AIR VENT
TB | TB-CCC-O | 77 | 1 IN. TERMINATOR B CXC LESS PTS
TB | TB-CCC-V | 94.6 | 1 IN. TERMINATOR B CXC W/VENT
TB | TB-CCC-X | 122.65 | 1 IN. TERMINATOR B CXC W/EXT. HDL & EXT. PTS
TB | TB-CCC-X-V | 130.9 | 1 IN. TERMINATOR B CXC W/EXT. HDL, EXT. PTS, & VENT
TB | TB-CCF | 90.2 | 1 IN. TERMINATOR B CXF
TB | TB-CCF-AB | 110 | 1 IN. TERMINATOR B CXF W/AUTO VENT
TB | TB-CCF-V | 94.6 | 1 IN. TERMINATOR B CXF W/VENT
TB | TB-CCF-X | 122.65 | 1 IN. TERMINATOR B CXF W/EXT. HDL & EXT. PTS
TB | TB-CCM | 90.2 | 1 IN. TERMINATOR B CXM
TB | TB-CCM-B | 101.2 | 1 IN. TERMINATOR B CXM W/ BALL VALVE VENT
TB | TB-CCM-O | 77 | 1 IN. TERMINATOR B CXM LESS PT
TB | TB-CCM-V | 94.6 | 1 IN. TERMINATOR B CXM W/VENT
TB | TB-CCM-X | 122.65 | 1 IN. TERMINATOR B CXM W/EXT. HDL & EXT. PTS
TB | TB-CCRC | 90.2 | 1 IN. TERMINATOR B CXRC
TB | TB-CCRC-V | 94.6 | 1 IN. TERMINATOR B CXRC W/VENT
TB | TB-CCRC-X | 122.65 | 1 IN. TERMINATOR B CXRC W/EXT. HDL & EXT. PTS
TB | TB-CCRF | 90.2 | 1 IN. TERMINATOR B CXRF
TB | TB-CCRF-O | 77 | 1 IN. TERMINATOR B CXRF LESS PT
TB | TB-CCRF-V | 94.6 | 1 IN. TERMINATOR B CXRF W/VENT
TB | TB-CCRF-VX | 130.9 | 1 IN. TERMINATOR B CXRF W/EXT. HDL & EXT. PTS W/ VENT
TB | TB-CCRF-X | 122.65 | 1 IN. TERMINATOR B CXRF W/EXT. HDL & EXT. PTS
TB | TB-CCRM | 90.2 | 1 IN. TERMINATOR B CXRM
TB | TB-CCRM-AB | 105.6 | 1 IN. TERMINATOR B CXRM W/ AUTO AIR VENT
TB | TB-CCRM-O | 77 | 1 IN. TERMINATOR B CXRM LESS PT
TB | TB-CCRM-V | 94.6 | 1 IN. TERMINATOR B CXRM W/VENT
TB | TB-CCRM-X | 119.9 | 1 IN. TERMINATOR B CXRM W/EXT. HDL & EXT. PTS
TB | TB-CF2RC | 90.2 | 1 IN. TERMINATOR B CX2RC
TB | TB-CF2RC-V | 94.6 | 1 IN. TERMINATOR B CX2RC W/VENT
TB | TB-CF2RF | 90.2 | 1 IN. TERMINATOR B FX2RF
TB | TB-CF2RF-V | 94.6 | 1 IN. TERMINATOR B FX2RF W/VENT
TB | TB-CF2RF-X | 122.65 | 1 IN. TERMINATOR B FX2RF W/ EXT. HDL, PT PORT
TB | TB-CF2RM | 90.2 | 1 IN. TERMINATOR B FX2RM
TB | TB-CF2RM-A | 99 | 1 IN. TERMINATOR B FX2RM W/AUTO AIR VENT
TB | TB-CF2RM-O | 77 | 1 IN. TERMINATOR B FX2RM LESS PTS
TB | TB-CF2RM-V | 94.6 | 1 IN. TERMINATOR B FX2RM W/VENT
TB | TB-CF2RM-VX | 130.9 | 1 IN. TERMINATOR B FX2RM W/EXT. HDL & EXT. PTS W/ VENT
TB | TB-CF2RM-X | 119.9 | 1 IN. TERMINATOR B FX2RM W/EXT. HDL & EXT. PTS
TB | TB-CFC | 90.2 | 1 IN. TERMINATOR B FXC
TB | TB-CFC-O | 77 | 1 IN. TERMINATOR B FXC LESS PTS
TB | TB-CFC-V | 94.6 | 1 IN. TERMINATOR B FXC W/VENT
TB | TB-CFC-X | 119.9 | 1 IN. TERMINATOR B FXC W/EXT. HDL & EXT. PTS
TB | TB-CFF | 90.2 | 1 IN. TERMINATOR B FXF
TB | TB-CFF-O | 77 | 1 IN. TERMINATOR B FXF LESS PTS
TB | TB-CFF-V | 94.6 | 1 IN. TERMINATOR B FXF W/VENT
TB | TB-CFF-VX | 130.9 | 1 IN. TERMINATOR B FXF W/EXT. HDL & EXT. PTS W/ VENT
TB | TB-CFF-X | 122.65 | 1 IN. TERMINATOR B FXF W/EXT. HDL & EXT. PTS
TB | TB-CFM | 90.2 | 1 IN. TERMINATOR B FXM
TB | TB-CFM-O | 77 | 1 IN. TERMINATOR B FXM LESS PTS
TB | TB-CFM-V | 94.6 | 1 IN. TERMINATOR B FXM W/VENT
TB | TB-CFM-X | 119.9 | 1 IN. TERMINATOR B FXM W/EXT. HDL & EXT. PTS
TB | TB-CFRC | 90.2 | 1 IN. TERMINATOR B FXRC
TB | TB-CFRC-V | 94.6 | 1 IN. TERMINATOR B FXRC W/VENT
TB | TB-CFRF | 90.2 | 1 IN. TERMINATOR B FXRF
TB | TB-CFRF-V | 94.6 | 1 IN. TERMINATOR B FXRF W/VENT
TB | TB-CFRF-X | 122.65 | 1 IN. TERMINATOR B FXRF W/EXT. HDL & EXT. PTS
TB | TB-CFRM | 90.2 | 1 IN. TERMINATOR B FXRM
TB | TB-CFRM-O | 77 | 1 IN. TERMINATOR B FXRM LESS PTS
TB | TB-CFRM-V | 94.6 | 1 IN. TERMINATOR B FXRM W/VENT
TB | TB-CFRM-X | 122.65 | 1 IN. TERMINATOR B FXRM W/EXT. HDL & EXT. PTS
TB | TB-CFRM-XV | 124.3 | 1 IN. TERMINATOR B FXRM W/EXT. HDL & EXT. PTS W/ VENT
TB | TB-CP2RM | 112.2 | 1 IN. TERMINATOR B PX2RM
TB | TB-CP2RM-V | 116.6 | 1 IN. TERMINATOR B PX2RM W/VENT
TB | TB-CP2RM-X | 141.9 | 1 IN. TERMINATOR B PX2RM W/EXT. HDL & EXT. PTS
TB | TB-CPC | 112.2 | 1 IN. TERMINATOR B PXC
TB | TB-CPC-V | 116.6 | 1 IN. TERMINATOR B PXC W/VENT
TB | TB-CPF | 112.2 | 1 IN. TERMINATOR B PXF
TB | TB-CPF-X | 141.9 | 1 IN. TERMINATOR B PXF W/EXT. HDL & EXT PTS
TB | TB-CPM | 112.2 | 1 IN. TERMINATOR B PXM
TB | TB-CPM-X | 141.9 | 1 IN. TERMINATOR B PXM W/EXT. HDL & EXT. PTS
TB | TB-CPRC-V | 116.6 | 1 IN. TERMINATOR B PXRC W/VENT
TB | TB-CPRM | 112.2 | 1 IN. TERMINATOR B PXRM
TB | TB-CPRM-X | 141.9 | 1 IN. TERMINATOR B PXRM W/EXT. HDL & EXT. PTS
TB | TB-DC2RC | 137.5 | 1-1/4 IN. TERMINATOR B CX2RC
TB | TB-DC2RC-V | 141.9 | 1-1/4 IN. TERMINATOR B CX2RC W/VENT
TB | TB-DC2RF | 137.5 | 1-1/4 IN. TERMINATOR B CX2RF
TB | TB-DC2RF-O | 124.3 | 1-1/4 IN. TERMINATOR B CX2RF LESS PTS
TB | TB-DC2RF-V | 141.9 | 1-1/4 IN. TERMINATOR B CX2RF W/VENT
TB | TB-DC2RF-X | 169.95 | 1-1/4 IN. TERMINATOR B CX2RF W/EXT. HDL & EXT. PTS
TB | TB-DC2RM | 137.5 | 1-1/4 IN. TERMINATOR B CX2RM
TB | TB-DC2RM-O | 124.3 | 1-1/4 IN. TERMINATOR B CX2RM LESS PTS
TB | TB-DC2RM-V | 141.9 | 1-1/4 IN. TERMINATOR B CX2RM W/VENT
TB | TB-DC2RM-VX | 174.35 | 1-1/4 IN. TERMINATOR B CX2RM W/EXT. HDL & EXT. PTS & EXTVENT
TB | TB-DC2RM-X | 169.95 | 1-1/4 IN. TERMINATOR B CX2RM W/EXT. HDL & EXT. PTS
TB | TB-DCC | 137.5 | 1-1/4 IN. TERMINATOR B CXC
TB | TB-DCC-A | 146.3 | 1-1/4 IN. TERMINATOR B CXC W/AUTO AIR VENT
TB | TB-DCC-O | 124.3 | 1-1/4 IN. TERMINATOR B CXC LESS PTS
TB | TB-DCC-V | 141.9 | 1-1/4 IN. TERMINATOR B CXC W/VENT
TB | TB-DCC-X | 169.95 | 1-1/4 IN. TERMINATOR B CXC W/EXT. HDL & EXT. PTS
TB | TB-DCF | 137.5 | 1-1/4 IN. TERMINATOR B CXF
TB | TB-DCF-AB | 157.3 | 1-1/4 IN. TERMINATOR B CXF W/AUTO VENT
TB | TB-DCF-V | 141.9 | 1-1/4 IN. TERMINATOR B CXF W/VENT
TB | TB-DCF-X | 169.95 | 1-1/4 IN. TERMINATOR B CXF W/EXT. HDL & EXT. PTS
TB | TB-DCM | 137.5 | 1-1/4 IN. TERMINATOR B CXM
TB | TB-DCM-B | 148.5 | 1-1/4 IN. TERMINATOR B CXM W/BALL VALVE VENT
TB | TB-DCM-O | 124.3 | 1-1/4 IN. TERMINATOR B CXM LESS PTS
TB | TB-DCM-V | 141.9 | 1-1/4 IN. TERMINATOR B CXM W/VENT
TB | TB-DCM-X | 169.95 | 1-1/4 IN. TERMINATOR B CXM W/EXT. HDL & EXT. PTS
TB | TB-DCRC | 137.5 | 1-1/4 IN. TERMINATOR B CXRC
TB | TB-DCRC-O | 124.3 | 1-1/4 IN. TERMINATOR B CXRC LESS PTS
TB | TB-DCRC-V | 141.9 | 1-1/4 IN. TERMINATOR B CXRC W/VENT
TB | TB-DCRC-X | 169.95 | 1-1/4 IN. TERMINATOR B CXRC W/EXT. HDL & EXT. PTS
TB | TB-DCRF | 137.5 | 1-1/4 IN. TERMINATOR B CXRF
TB | TB-DCRF-V | 124.3 | 1-1/4 IN. TERMINATOR B CXRF W/VENT
TB | TB-DCRF-X | 169.95 | 1-1/4 IN. TERMINATOR B CXRF W/EXT. HDL & EXT. PTS
TB | TB-DCRM | 137.5 | 1-1/4 IN. TERMINATOR B CXRM
TB | TB-DCRM-A | 146.3 | 1-1/4 IN. TERMINATOR B CXRM W/AUTO AIR VENT
TB | TB-DCRM-V | 141.9 | 1-1/4 IN. TERMINATOR B CXRM W/VENT
TB | TB-DCRM-X | 169.95 | 1-1/4 IN. TERMINATOR B CXRM W/EXT. HDL & EXT. PTS
TB | TB-DF2RC-V | 141.9 | 1-1/4 IN. TERMINATOR B FX2RC W/VENT
TB | TB-DF2RF | 137.5 | 1-1/4 IN. TERMINATOR B FX2RF
TB | TB-DF2RF-O | 124.3 | 1-1/4 IN. TERMINATOR B FX2RF LESS PTS
TB | TB-DF2RF-V | 141.9 | 1-1/4 IN. TERMINATOR B FX2RF W/VENT
TB | TB-DF2RF-X | 163.35 | 1-1/4 IN. TERMINATOR B FX2RF W/EXT. HDL & EXT. PTS
TB | TB-DF2RM | 137.5 | 1-1/4 IN. TERMINATOR B FX2RM
TB | TB-DF2RM-O | 124.3 | 1-1/4 IN. TERMINATOR B FX2RM LESS PTS
TB | TB-DF2RM-V | 141.9 | 1-1/4 IN. TERMINATOR B FX2RM W/VENT
TB | TB-DF2RM-VX | 188.375 | 1-1/4 IN. TERMINATOR B FX2RM W/EXT.VENT & EXT HDL & EXT. PTS
TB | TB-DF2RM-X | 169.95 | 1-1/4 IN. TERMINATOR B FX2RM W/EXT. HDL & EXT. PTS
TB | TB-DFC | 137.5 | 1-1/4 IN. TERMINATOR B FXC
TB | TB-DFC-O | 124.3 | 1-1/4 IN. TERMINATOR B FXC LESS PTS
TB | TB-DFC-V | 141.9 | 1-1/4 IN. TERMINATOR B FXC W/VENT
TB | TB-DFC-X | 169.95 | 1-1/4 IN. TERMINATOR B FXC W/EXT. HDL & EXT. PTS
TB | TB-DFF | 137.5 | 1-1/4 IN. TERMINATOR B FXF
TB | TB-DFF-O | 124.3 | 1-1/4 IN. TERMINATOR B FXF LESS PTS
TB | TB-DFF-V | 141.9 | 1-1/4 IN. TERMINATOR B FXF W/VENT
TB | TB-DFF-X | 169.95 | 1-1/4 IN. TERMINATOR B FXF W/EXT. HDL & EXT. PTS
TB | TB-DFM | 137.5 | 1-1/4 IN. TERMINATOR B FXM
TB | TB-DFM-O | 124.3 | 1-1/4 IN. TERMINATOR B FXM LESS PTS
TB | TB-DFM-V | 141.9 | 1-1/4 IN. TERMINATOR B FXM W/VENT
TB | TB-DFM-X | 169.95 | 1-1/4 IN. TERMINATOR B FXM W/EXT. HDL & EXT. PTS
TB | TB-DFRC | 137.5 | 1-1/4 IN. TERMINATOR B FXRC
TB | TB-DFRC-O | 124.3 | 1-1/4 IN. TERMINATOR B FXRC LESS PTS
TB | TB-DFRC-V | 141.9 | 1-1/4 IN. TERMINATOR B FXRC W/VENT
TB | TB-DFRF | 137.5 | 1-1/4 IN. TERMINATOR B FXRF
TB | TB-DFRF-V | 141.9 | 1-1/4 IN. TERMINATOR B FXRF W/VENT
TB | TB-DFRF-X | 169.95 | 1-1/4 IN. TERMINATOR B FXRF W/EXT. HDL. & EXT. PTS
TB | TB-DFRM | 137.5 | 1-1/4 IN. TERMINATOR B FXRM
TB | TB-DFRM-O | 124.3 | 1-1/4 IN. TERMINATOR B FXRM LESS PTS
TB | TB-DFRM-V | 141.9 | 1-1/4 IN. TERMINATOR B FXRM W/VENT
TB | TB-DFRM-X | 169.95 | 1-1/4 IN. TERMINATOR B FXRM W/EXT. HDL & EXT. PTS
TB | TB-DP2RC-V | 195.8 | 1-1/4 IN. TERMINATOR B PX2RC W/VENT
TB | TB-DP2RF | 180.4 | 1-1/4 IN. TERMINATOR B PX2RF
TB | TB-DP2RM | 191.4 | 1-1/4 IN. TERMINATOR B PX2RF
TB | TB-DP2RM-X | 223.85 | 1-1/4 IN. TERMINATOR B PX2RM W/EXT. HDL PTS
TB | TB-DPC | 191.4 | 1-1/4 IN. TERMINATOR B PXC
TB | TB-DPC-V | 195.8 | 1-1/4 IN. TERMINATOR B PXC W/VENT
TB | TB-DPC-VX | 234.85 | 1-1/4 IN. TERMINATOR B PXC W/EXT. HDL, EXT. VENT & EXT. PTS
TB | TB-DPF-V | 195.8 | 1-1/4 IN. TERMINATOR B PXF W/ MANUAL AIR VENT
TB | TB-DPM | 191.4 | 1-1/4 IN. TERMINATOR B PXM
TB | TB-DPRC-V | 195.8 | 1-1/4 IN. TERMINATOR B PXRC W/VENT
TB | TB-DPRM | 191.4 | 1-1/4 IN. TERMINATOR B PXRM
TB | TB-DPRM-X | 223.85 | 1-1/4 IN. TERMINATOR B PXRM W/EXT. HDL & EXT. PTS
TB | TB-EC2RC | 170.5 | 1-1/2 IN. TERMINATOR B CX2RC
TB | TB-EC2RC-V | 174.9 | 1-1/2 IN. TERMINATOR B CX2RC W/VENT
TB | TB-EC2RC-X | 202.95 | 1-1/2 IN. TERMINATOR B CX2RC W/EXT. HDL & EXT. PTS
TB | TB-EC2RF | 170.5 | 1-1/2 IN. TERMINATOR B CX2RF
TB | TB-EC2RF-V | 174.9 | 1-1/2 IN. TERMINATOR B CX2RF W/VENT
TB | TB-EC2RF-VX | 213.95 | 1-1/2 IN. TERMINATOR B CX2RF W/EXT. HDL & EXT. PTS & VENT
TB | TB-EC2RF-X | 202.95 | 1-1/2 IN. TERMINATOR B CX2RF W/EXT. HDL & EXT. PTS
TB | TB-EC2RM | 170.5 | 1-1/2 IN. TERMINATOR B CX2RM
TB | TB-EC2RM-AB | 185.9 | 1-1/2 IN. TERMINATOR B CX2RM W/ AUTO AIR VENT
TB | TB-EC2RM-B | 177.1 | 1-1/2 IN. TERMINATOR B CX2RM W/ MINI BALL VALVE AIR VENT
TB | TB-EC2RM-O | 157.3 | 1-1/2 IN. TERMINATOR B CX2RM LESS PTS
TB | TB-EC2RM-V | 174.9 | 1-1/2 IN. TERMINATOR B CX2RM W/VENT
TB | TB-EC2RM-VX | 207.35 | 1-1/2 IN. TERMINATOR B CX2RM W/VENT & EXT. HDL & EXT. PTS
TB | TB-EC2RM-X | 202.95 | 1-1/2 IN. TERMINATOR B CX2RM W/EXT. HDL & EXT. PTS
TB | TB-ECC | 170.5 | 1-1/2 IN. TERMINATOR B CXC
TB | TB-ECC-A | 179.3 | 1-1/2 IN. TERMINATOR B CXC W/AUTO AIR VENT
TB | TB-ECC-AB | 190.3 | 1-1/2 IN. TERMINATOR B CXC W/AUTO AIR VENT & BALL VLV
TB | TB-ECC-O | 157.3 | 1-1/2 IN. TERMINATOR B CXC LESS PTS
TB | TB-ECC-V | 174.9 | 1-1/2 IN. TERMINATOR B CXC W/VENT
TB | TB-ECC-X | 202.95 | 1-1/2 IN. TERMINATOR B CXC W/EXT. HDL & EXT. PTS
TB | TB-ECF | 170.5 | 1-1/2 IN. TERMINATOR B CXF
TB | TB-ECF-V | 174.9 | 1-1/2 IN. TERMINATOR B CXF W/VENT
TB | TB-ECM | 170.5 | 1-1/2 IN. TERMINATOR B CXM
TB | TB-ECM-B | 181.5 | 1-1/2 IN. TERMINATOR B CXM W/BALL VALVE VENT
TB | TB-ECM-O | 157.3 | 1-1/2 IN. TERMINATOR B CXM LESS PTS
TB | TB-ECM-V | 174.9 | 1-1/2 IN. TERMINATOR B CXM W/VENT
TB | TB-ECM-X | 202.95 | 1-1/2 IN. TERMINATOR B CXM W/EXT. HDL & EXT. PTS
TB | TB-ECRC | 170.5 | 1-1/2 IN. TERMINATOR B CXRC
TB | TB-ECRC-V | 174.9 | 1-1/2 IN. TERMINATOR B CXRC W/VENT
TB | TB-ECRC-X | 202.95 | 1-1/2 IN. TERMINATOR B CXRC W/EXT. HDL & EXT. PTS
TB | TB-ECRF | 170.5 | 1-1/2 IN. TERMINATOR B CXRF
TB | TB-ECRF-V | 174.9 | 1-1/2 IN. TERMINATOR B CXRF W/VENT
TB | TB-ECRF-X | 202.95 | 1-1/2 IN. TERMINATOR B CXRF W/EXT. HDL & EXT. PTS
TB | TB-ECRM | 170.5 | 1-1/2 IN. TERMINATOR B CXRM
TB | TB-ECRM-O | 157.3 | 1-1/2 IN. TERMINATOR B CXRM LESS PT
TB | TB-ECRM-V | 174.9 | 1-1/2 IN. TERMINATOR B CXRM W/VENT
TB | TB-ECRM-X | 202.95 | 1-1/2 IN. TERMINATOR B CXRM W/EXT. HDL & EXT. PTS
TB | TB-EF2RC | 170.5 | 1-1/2 IN. TERMINATOR B FX2RC
TB | TB-EF2RC-V | 174.9 | 1-1/2 IN. TERMINATOR B FX2RC W/VENT
TB | TB-EF2RF | 170.5 | 1-1/2 IN. TERMINATOR B FX2RF
TB | TB-EF2RF-AB | 185.9 | 1-1/2 IN. TERMINATOR B FX2RF W/ BALL VALVE AUTO AIR VENT
TB | TB-EF2RF-O | 157.3 | 1-1/2 IN. TERMINATOR B FX2RF LESS PTS
TB | TB-EF2RF-V | 174.9 | 1-1/2 IN. TERMINATOR B FX2RF W/VENT
TB | TB-EF2RF-X | 202.95 | 1-1/2 IN. TERMINATOR B FX2RF W/EXT. HDL & EXT. PTS
TB | TB-EF2RM | 170.5 | 1-1/2 IN. TERMINATOR B FX2RM
TB | TB-EF2RM-AB | 185.9 | 1-1/2 IN. TERMINATOR B FX2RM W/ BALL VALVE AUTO AIR VENT
TB | TB-EF2RM-O | 157.3 | 1-1/2 IN. TERMINATOR B FX2RM LESS PTS
TB | TB-EF2RM-V | 174.9 | 1-1/2 IN. TERMINATOR B FX2RM W/VENT
TB | TB-EF2RM-VX | 213.95 | 1-1/2 IN. TERMINATOR B FX2RM W/EXT. HDL & EXT. PTS & VENT
TB | TB-EF2RM-X | 202.95 | 1-1/2 IN. TERMINATOR B FX2RM W/EXT. HDL & EXT. PTS
TB | TB-EFC | 170.5 | 1-1/2 IN. TERMINATOR B FXC
TB | TB-EFC-V | 174.9 | 1-1/2 IN. TERMINATOR B FXC W/VENT
TB | TB-EFC-X | 202.95 | 1-1/2 IN. TERMINATOR B FXC W/EXT. HDL & EXT. PTS
TB | TB-EFF | 170.5 | 1-1/2 IN. TERMINATOR B FXF
TB | TB-EFF-O | 157.3 | 1-1/2 IN. TERMINATOR B FXF LESS PTS
TB | TB-EFF-V | 174.9 | 1-1/2 IN. TERMINATOR B FXF W/VENT
TB | TB-EFF-VX | 213.95 | 1-1/2 IN. TERMINATOR B FXF W/EXT. HDL, EXT. PTS, VENT
TB | TB-EFF-X | 202.95 | 1-1/2 IN. TERMINATOR B FXF W/EXT. HDL & EXT. PTS
TB | TB-EFM | 170.5 | 1-1/2 IN. TERMINATOR B FXM
TB | TB-EFM-O | 157.3 | 1-1/2 IN. TERMINATOR B FXM LESS PTS
TB | TB-EFM-V | 174.9 | 1-1/2 IN. TERMINATOR B FXM W/VENT
TB | TB-EFM-X | 202.95 | 1-1/2 IN. TERMINATOR B FXM W/EXT. HDL & EXT. PTS
TB | TB-EFRC | 170.5 | 1-1/2 IN. TERMINATOR B FXRC
TB | TB-EFRC-X | 202.95 | 1-1/2 IN. TERMINATOR B FXRC W/EXT. HDL & EXT. PTS
TB | TB-EFRF | 170.5 | 1-1/2 IN. TERMINATOR B FXRF
TB | TB-EFRF-V | 174.9 | 1-1/2 IN. TERMINATOR B FXRF W/VENT
TB | TB-EFRF-X | 202.95 | 1-1/2 IN. TERMINATOR B FXRF W/EXT. HDL & EXT. PTS
TB | TB-EFRM | 170.5 | 1-1/2 IN. TERMINATOR B FXRM
TB | TB-EFRM-O | 157.3 | 1-1/2 IN. TERMINATOR B FXRM LESS PTS
TB | TB-EFRM-V | 174.9 | 1-1/2 IN. TERMINATOR B FXRM W/VENT
TB | TB-EFRM-X | 202.95 | 1-1/2 IN. TERMINATOR B FXRM W/EXT HDL & EXT. PTS
TB | TB-EP2RF | 238.7 | 1-1/2 IN. TERMINATOR B PX2RF
TB | TB-EP2RF-X | 271.15 | 1-1/2 IN. TERMINATOR B PX2RF W/EXT. HDL & EXT PTS
TB | TB-EP2RM | 238.7 | 1-1/2 IN. TERMINATOR B PX2RM
TB | TB-EP2RM-X | 271.15 | 1-1/2 IN. TERMINATOR B PX2RM W/EXT. HDL & EXT PTS
TB | TB-EPF | 238.7 | 1-1/2 IN. TERMINATOR B PXF
TB | TB-EPM | 238.7 | 1-1/2 IN. TERMINATOR B PXM
TB | TB-EPRM | 238.7 | 1-1/2 IN. TERMINATOR B PXRM
TB | TB-FC2RC | 247.5 | 2 IN. TERMINATOR B CX2RC
TB | TB-FC2RC-V | 251.9 | 2 IN. TERMINATOR B CX2RC W/VENT
TB | TB-FC2RF | 247.5 | 2 IN. TERMINATOR B CX2RF
TB | TB-FC2RF-V | 251.9 | 2 IN. TERMINATOR B CX2RF W/VENT
TB | TB-FC2RF-X | 287.375 | 2 IN. TERMINATOR B CX2RF W/EXT. HDL & EXT. PTS
TB | TB-FC2RM | 247.5 | 2 IN. TERMINATOR B CX2RM
TB | TB-FC2RM-V | 251.9 | 2 IN. TERMINATOR B CX2RM W/VENT
TB | TB-FC2RM-VX | 298.375 | 2 IN. TERMINATOR B CX2RM W/EXT. HDL, EXT. PTS, & MAN VENT
TB | TB-FC2RM-X | 287.375 | 2 IN. TERMINATOR B CX2RM W/EXT. HDL & EXT. PTS
TB | TB-FCC | 247.5 | 2 IN. TERMINATOR B CXC
TB | TB-FCC-A | 251.9 | 2 IN. TERMINATOR B CXC W/AUTO AIR VENT
TB | TB-FCC-BX | 293.975 | 2 IN. TERMINATOR B CXC W/EXT. HDL & EXT. PTS & BALL VLV VENT
TB | TB-FCC-O | 234.3 | 2 IN. TERMINATOR B CXC LESS PTS
TB | TB-FCC-V | 251.9 | 2 IN. TERMINATOR B CXC W/VENT
TB | TB-FCC-X | 287.375 | 2 IN. TERMINATOR B CXC W/EXT. HDL & EXT. PTS
TB | TB-FCF | 247.5 | 2 IN. TERMINATOR B CXF
TB | TB-FCF-V | 251.9 | 2 IN. TERMINATOR B CXF W/VENT
TB | TB-FCF-VX | 298.375 | 2 IN. TERMINATOR B FXF W/EXT. HDL & EXT. PTS & VENT
TB | TB-FCM | 247.5 | 2 IN. TERMINATOR B CXM
TB | TB-FCM-O | 234.3 | 2 IN. TERMINATOR B CXM LESS PTS
TB | TB-FCM-V | 251.9 | 2 IN. TERMINATOR B CXM W/VENT
TB | TB-FCM-X | 287.65 | 2 IN. TERMINATOR B CXM W/EXT. HDL & EXT. PTS
TB | TB-FCRC | 247.5 | 2 IN. TERMINATOR B CXRC
TB | TB-FCRC-V | 251.9 | 2 IN. TERMINATOR B CXRC W/VENT
TB | TB-FCRC-X | 287.375 | 2 IN. TERMINATOR B CXRC W/EXT. HDL & EXT. PTS
TB | TB-FCRF | 247.5 | 2 IN. TERMINATOR B CXRF
TB | TB-FCRF-V | 251.9 | 2 IN. TERMINATOR B CXRF W/VENT
TB | TB-FCRF-X | 287.65 | 2 IN. TERMINATOR B CXRF W/EXT. HDL & EXT. PTS
TB | TB-FCRM | 247.5 | 2 IN. TERMINATOR B CXRM
TB | TB-FCRM-O | 234.3 | 2 IN. TERMINATOR B CXRM LESS PTS
TB | TB-FCRM-V | 251.9 | 2 IN. TERMINATOR B CXRM W/VENT
TB | TB-FCRM-X | 287.65 | 2 IN. TERMINATOR B CXRM W/EXT. HDL & EXT. PTS
TB | TB-FF2RC | 247.5 | 2 IN. TERMINATOR B FX2RC
TB | TB-FF2RF | 247.5 | 2 IN. TERMINATOR B FX2RF
TB | TB-FF2RF-O | 234.3 | 2 IN. TERMINATOR B FX2RF LESS PTS
TB | TB-FF2RF-V | 251.9 | 2 IN. TERMINATOR B FX2RF W/VENT
TB | TB-FF2RF-X | 287.65 | 2 IN. TERMINATOR B FX2RF W/EXT. HDL & EXT. PTS
TB | TB-FF2RM | 247.5 | 2 IN. TERMINATOR B FX2RM
TB | TB-FF2RM-O | 234.3 | 2 IN. TERMINATOR B FX2RM LESS PTS
TB | TB-FF2RM-V | 251.9 | 2 IN. TERMINATOR B FX2RM W/VENT
TB | TB-FF2RM-X | 287.65 | 2 IN. TERMINATOR B FX2RM W/EXT. HDL & EXT. PTS
TB | TB-FFC | 247.5 | 2 IN. TERMINATOR B FXC
TB | TB-FFC-V | 251.9 | 2 IN. TERMINATOR B FXC W/VENT
TB | TB-FFC-X | 287.65 | 2 IN. TERMINATOR B FXC W/EXT. HDL & EXT. PTS
TB | TB-FFF | 247.5 | 2 IN. TERMINATOR B FXF
TB | TB-FFF-O | 234.3 | 2 IN. TERMINATOR B FXF LESS PTS
TB | TB-FFF-V | 251.9 | 2 IN. TERMINATOR B FXF W/VENT
TB | TB-FFF-X | 287.65 | 2 IN. TERMINATOR B FXF W/EXT. HDL & EXT. PTS
TB | TB-FFM | 247.5 | 2 IN. TERMINATOR B FXM
TB | TB-FFM-O | 234.3 | 2 IN. TERMINATOR B FXM LESS PTS
TB | TB-FFM-V | 251.9 | 2 IN. TERMINATOR B FXM W/VENT
TB | TB-FFM-X | 287.65 | 2 IN. TERMINATOR B FXM W/EXT. HDL & EXT. PTS
TB | TB-FFRC | 247.5 | 2 IN. TERMINATOR B FXRC
TB | TB-FFRC-V | 251.9 | 2 IN. TERMINATOR B FXRC W/VENT
TB | TB-FFRF | 247.5 | 2 IN. TERMINATOR B FXRF
TB | TB-FFRF-V | 251.9 | 2 IN. TERMINATOR B FXRF W/VENT
TB | TB-FFRF-X | 287.65 | 2 IN. TERMINATOR B FXRF W/EXT. HDL & EXT. PTS
TB | TB-FFRM | 247.5 | 2 IN. TERMINATOR B FXRM
TB | TB-FFRM-V | 251.9 | 2 IN. TERMINATOR B FXRM W/VENT
TB | TB-FFRM-X | 287.65 | 2 IN. TERMINATOR B FXRM W/EXT. HDL & EXT. PTS
TB | TB-FP2RF | 378.4 | 2 IN. TERMINATOR B PX2RF
TB | TB-FP2RF-X | 418.275 | 2 IN. TERMINATOR B PX2RF W/EXT. HDL & EXT. PTS
TB | TB-FP2RM | 378.4 | 2 IN. TERMINATOR B PX2RM
TB | TB-FP2RM-X | 418.55 | 2 IN. TERMINATOR B PX2RM W/EXT. HDL & PT PORTS
TB | TB-FPF-V | 382.8 | 2 IN. TERMINATOR B PXF W/VENT
TB | TB-FPRM | 378.4 | 2 IN. TERMINATOR B PXRM
TB | TBG-AFF | 75.9 | 1/2 IN. TERMINATOR B LEAD FREE FXF
TB | TBG-BFF | 79.2 | 3/4" TERMINATOR B LEAD FREE FXF
TB | TB-GLF-H | 617.43 | 2-1/2 IN. TERMINATOR B LXF - HIGH FLOW
TB | TB-GLF-H-QV | 637.23 | 2-1/2 IN. TERMINATOR B LXF - LOW FLOW W/VENT & DRAIN
TB | TB-GLF-H-V | 621.83 | 2-1/2 IN. TERMINATOR B LXF - HIGH FLOW W/VENT
TB | TB-GLF-H-X | 630.63 | 2-1/2 IN. TERMINATOR B LXF - HIGH FLOW W/EXT PT PORTS
TB | TB-GLF-L | 617.43 | 2-1/2 IN. TERMINATOR B LXF - LOW FLOW
TB | TB-GLF-L-QV | 637.23 | 2-1/2 IN. TERMINATOR B LXF - LOW FLOW W/VENT & DRAIN
TB | TB-GLF-L-V | 621.83 | 2-1/2 IN. TERMINATOR B LXF - LOW FLOW W/VENT
TB | TB-GLF-L-X | 630.63 | 2-1/2 IN. TERMINATOR B LXF - LOW FLOW W/ EXT. PTS
TB | TB-GLG-H | 555.632 | 2-1/2 IN. TERMINATOR B LXG - HIGH FLOW
TB | TB-GLG-H-X | 568.832 | 2-1/2 IN. TERMINATOR B LXG - HIGH FLOW W/EXT
TB | TB-GLG-L | 555.632 | 2-1/2 IN. TERMINATOR B LXG - LOW FLOW
TB | TB-GLG-L-X | 568.832 | 2-1/2 IN. TERMINATOR B LXG - LOW FLOW W/EXT PT PORT
TB | TB-HLF-H | 704.319 | 3 IN. TERMINATOR B LXF - HIGH FLOW
TB | TB-HLF-H-QV | 724.119 | 3 IN. TERMINATOR B LXF - HIGH FLOW W/VENT & DRAIN
TB | TB-HLF-H-V | 708.719 | 3 IN. TERMINATOR B LXF - HIGH FLOW W/VENT
TB | TB-HLF-H-X | 717.519 | 3 IN. TERMINATOR B LXF - HIGH FLOW W/ EXT. PTS
TB | TB-HLF-L | 704.319 | 3 IN. TERMINATOR B LXF - LOW FLOW
TB | TB-HLF-L-QV | 724.119 | 3 IN. TERMINATOR B LXF - LOW FLOW W/VENT & DRAIN
TB | TB-HLF-L-V | 708.719 | 3 IN. TERMINATOR B LXF - LOW FLOW W/VENT
TB | TB-HLF-L-X | 717.519 | 3 IN. TERMINATOR B LXF - LOW FLOW W/ EXT. PTS ONLY (XP)
TB | TB-HLG-H | 646.646 | 3 IN. TERMINATOR B LXG - HIGH FLOW
TB | TB-HLG-H-X | 659.846 | 3 IN. TERMINATOR B LXG - HIGH FLOW W/EXT
TB | TB-HLG-L | 646.646 | 3 IN. TERMINATOR B LXG - LOW FLOW
TB | TB-HLG-L-X | 659.846 | 3 IN. TERMINATOR B LXG - HIGH FLOW W/ EXT PT PORT
TB | TB-ILF-V | 1013.76 | 4 IN. TERMINATOR B LXF W/VENT
TB | TB-ILF-X | 1022.56 | 4 IN. TERMINATOR B LXF W/EXT. PTS
TB | TB-ILG | 947.562 | 4 IN. TERMINATOR B LXG
TB | TB-ILG-X | 960.762 | 4 IN. TERMINATOR B LXG W/EXT PT.
TB | TB-JLF | 1524.259 | 6 IN. TERMINATOR B LXF
TB | TB-JLF-X | 1537.459 | 6 IN. TERMINATOR B LXF W/ EXT. PTS
TB | TB-JLG | 1462.461 | 6 IN. TERMINATOR B LXG
TB | TB-KLF | 2391.202 | 8 IN. TERMINATOR B LXF
TB | TB-KLG | 2102.837 | 8 IN. TERMINATOR B LXG GROOVE
TG | TG-AFF | 56.089 | 1/2 IN BRONZE GLOBE-STYLE BALANCING VALVE FXF
TG | TG-BFF | 62.557 | 3/4 IN BRONZE GLOBE-STYLE BALANCING VALVE FXF
TG | TG-CFF | 89.232 | 1 IN BRONZE GLOBE-STYLE BALANCING VALVE FXF
TG | TG-DFF | 105.798 | 1 1/4 IN BRONZE GLOBE-STYLE BALANCING VALVE FXF
TG | TG-EFF | 132.539 | 1 1/2 IN BRONZE GLOBE-STYLE BALANCING VALVE FXF
TG | TG-FFF | 177.991 | 2 IN BRONZE GLOBE-STYLE BALANCING VALVE FXF
TG | TG-GFF | 446.897 | 2 1/2 IN DUCTILE IRON GLOBE-STYLE BALANCING VALVE FLG. ENDS
TG | TG-GFF | 682.627 | 2 1/2 IN DUCTILE IRON GLOBE-STYLE BALANCING VALVE FLG. ENDS
TG | TG-HFF | 488.4 | 3 IN DUCTILE IRON GLOBE-STYLE BALANCING VALVE FLG. ENDS
TG | TG-IFF | 718.839 | 4 IN DUCTILE IRON GLOBE-STYLE BALANCING VALVE FLG. ENDS
TG | TG-KFF | 1354.859 | 6 IN DUCTILE IRON GLOBE-STYLE BALANCING VALVE FLG ENDS
TG | TG-LFF | 2447.687 | 8 IN DUCTILE IRON GLOBE-STYLE BALANCING VALVE FLG. ENDS
TG | TG-MFF | 5574.866 | 10 IN DUCTILE IRON GLOBE-STYLE BALANCING VALVE FLG. ENDS
TG | TG-NFF | 7745.782 | 12 IN DUCTILE IRON GLOBE-STYLE BALANCING VALVE FLG. ENDS
TG | TGV-AFF | 74.118 | 1/2 IN VARIABLE ORIFICE GLOBE BALANCE VLV, FXF
TG | TGV-BFF | 80.333 | 3/4 IN VARIABLE ORIFICE GLOBE BALANCE VLV, FXF
TG | TGV-CFF | 104.885 | 1 IN VARIABLE ORIFICE GLOBE BALANCE VLV, FXF
TG | TGV-DFF | 158.774 | 1 1/4 IN VARIABLE ORIFICE GLOBE BALANCE VLV, FXF
TG | TGV-EFF | 179.234 | 1 1/2 IN VARIABLE ORIFICE GLOBE BALANCE VLV, FXF
TG | TGV-FFF | 267.344 | 2 IN VARIABLE ORIFICE GLOBE BALANCE VLV, FXF
TG | TGV-HFF | 1294.645 | 3 IN VARIABLE ORIFICE GLOBE BALANCE VLV, FXF
TG | TGV-HFF | 1035.716 | 3 IN VARIABLE ORIFICE GLOBE BALANCE VLV, FXF
TG | TGV-IFF | 1355.376 | 4 IN VARIABLE ORIFICE GLOBE BALANCE VLV, FXF
TS | TQ-B1 | 14.3 | 1/4 IN. MIP X 3/4 IN. MIP GH DRAIN/BLOW DOWN VALVE W/CAP
TS | TQ-B3K | 15.4 | 1/2 IN. FTG X 3/4 IN. MIP GH DRAIN/BLOW DOWN VALVE W/CAP
TS | TS-ACC | 82.5 | 1/2 IN. TERMINATOR S CXC
TS | TS-ACC-O | 79.2 | 1/2 IN. TERMINATOR S CXC LESS PT
TS | TS-ACC-OQ | 93.5 | 1/2 IN. TERMINATOR S CXC LESS PT W/DRAIN
TS | TS-ACC-Q | 96.8 | 1/2 IN. TERMINATOR S CXC W/DRAIN
TS | TS-ACC-QX | 122.65 | 1/2 IN. TERMINATOR S CXC W/DRAIN EXT. HDL & EXT. PT
TS | TS-ACC-X | 108.35 | 1/2 IN. TERMINATOR S CXC W/EXT. HDL & EXT. PT
TS | TS-ACF | 82.5 | 1/2 IN. TERMINATOR S CXF
TS | TS-ACF-O | 79.2 | 1/2 IN. TERMINATOR S CXF LESS PT
TS | TS-ACF-OQ | 93.5 | 1/2 IN. TERMINATOR S CXF LESS PT W/DRAIN
TS | TS-ACF-Q | 96.8 | 1/2 IN. TERMINATOR S CXF W/DRAIN
TS | TS-ACF-X | 108.35 | 1/2 IN. TERMINATOR S CXF W/EXT. HDL & EXT. PT
TS | TS-ACM | 82.5 | 1/2 IN. TERMINATOR S CXM
TS | TS-ACM-O | 79.2 | 1/2 IN. TERMINATOR S CXM LESS PT
TS | TS-ACM-OQ | 93.5 | 1/2 IN. TERMINATOR S CXM LESS PT W/DRAIN
TS | TS-ACM-Q | 96.8 | 1/2 IN. TERMINATOR S CXM W/DRAIN
TS | TS-AF | 58.3 | 1/2 IN. TERMINATOR S FEMALE BODY
TS | TS-AFC | 82.5 | 1/2 IN. TERMINATOR S FXC
TS | TS-AFC-Q | 96.8 | 1/2 IN. TERMINATOR S FXC W/DRAIN
TS | TS-AFC-X | 108.35 | 1/2 IN. TERMINATOR S FXC W/EXT. HDL & EXT. PT
TS | TS-AFF | 82.5 | 1/2 IN. TERMINATOR S FXF
TS | TS-AFF-O | 79.2 | 1/2 IN. TERMINATOR S FXF LESS PT
TS | TS-AFF-OQ | 93.5 | 1/2 IN. TERMINATOR S FXF LESS PT W/DRAIN
TS | TS-AFF-Q | 96.8 | 1/2 IN. TERMINATOR S FXF W/DRAIN
TS | TS-AFF-QV | 101.2 | 1/2 IN. TERMINATOR S FXF W/DRAIN & VENT
TS | TS-AFF-QX | 122.65 | 1/2 IN. TERMINATOR S FXF W/DRAIN EXT. HDL & EXT. PT
TS | TS-AFF-X | 108.35 | 1/2 IN. TERMINATOR S FXF W/EXT. HDL & EXT. PT
TS | TS-AFM | 82.5 | 1/2 IN. TERMINATOR S FXM
TS | TS-AFM-Q | 96.8 | 1/2 IN. TERMINATOR S FXM W/DRAIN
TS | TS-AFM-QX | 136.95 | 1/2 IN. TERMINATOR S FXM W/DRAIN & EXTENDED HANDLE & PT PORT
TS | TS-AF-X | 77.55 | 1/2 IN. TERMINATOR S FEMALE BODY W/EXT HANDLE
TS | TS-BCC | 88 | 3/4 IN. TERMINATOR S CXC
TS | TS-BCC-O | 84.7 | 3/4 IN. TERMINATOR S CXC LESS PT
TS | TS-BCC-OQ | 96.8 | 3/4 IN. TERMINATOR S CXC LESS PT W/DRAIN
TS | TS-BCC-Q | 100.1 | 3/4 IN. TERMINATOR S CXC W/DRAIN
TS | TS-BCC-QX | 125.95 | 3/4 IN. TERMINATOR S CXC W/DRAIN EXT. HDL & EXT. PT
TS | TS-BCC-X | 111.65 | 3/4 IN. TERMINATOR S CXC W. EXT. HDL & EXT. PT
TS | TS-BCF | 85.8 | 3/4 IN. TERMINATOR S CXF
TS | TS-BCF-OQ | 96.8 | 3/4 IN. TERMINATOR S CXF LESS PT W/DRAIN
TS | TS-BCF-Q | 102.3 | 3/4 IN. TERMINATOR S CXF W/DRAIN
TS | TS-BCF-QX | 128.15 | 3/4 IN. TERMINATOR S CXF W/DRAIN EXT. HDL & EXT. PT
TS | TS-BCM | 85.8 | 3/4 IN. TERMINATOR S CXM
TS | TS-BCM-O | 82.5 | 3/4 IN. TERMINATOR S CXM LESS PT
TS | TS-BCM-OQ | 96.8 | 3/4 IN. TERMINATOR S CXM LESS PT W/DRAIN
TS | TS-BCM-Q | 102.3 | 3/4 IN. TERMINATOR S CXM W/DRAIN
TS | TS-BCM-QX | 125.95 | 3/4 IN. TERMINATOR S CXM W/DRAIN EXT. HDL & EXT. PT
TS | TS-BCRC | 85.8 | 3/4 IN. TERMINATOR S CXRC
TS | TS-BCRC-O | 82.5 | 3/4 IN. TERMINATOR S CXRC LESS PT
TS | TS-BCRC-OQ | 96.8 | 3/4 IN. TERMINATOR S CXRC LESS PT W/DRAIN
TS | TS-BCRC-Q | 100.1 | 3/4 IN. TERMINATOR S CXRC W/DRAIN
TS | TS-BCRC-QX | 125.95 | 3/4 IN. TERMINATOR S CXRC W/DRAIN EXT. HDL & EXT. PT
TS | TS-BCRC-X | 111.65 | 3/4 IN. TERMINATOR S CXRC W/EXT. HDL & EXT. PT
TS | TS-BCRF | 85.8 | 3/4 IN. TERMINATOR S CXRF
TS | TS-BCRF-O | 82.5 | 3/4 IN. TERMINATOR S CXRF LESS PT
TS | TS-BCRF-OQ | 96.8 | 3/4 IN. TERMINATOR S CXRF LESS PT W/DRAIN
TS | TS-BCRF-Q | 100.1 | 3/4 IN. TERMINATOR S CXRF W/DRAIN
TS | TS-BCRM | 85.8 | 3/4 IN. TERMINATOR S CXRM
TS | TS-BCRM-O | 82.5 | 3/4 IN. TERMINATOR S CXRM LESS PT
TS | TS-BCRM-OQ | 96.8 | 3/4 IN. TERMINATOR S CXRM LESS PT W/DRAIN
TS | TS-BCRM-Q | 100.1 | 3/4 IN. TERMINATOR S CXRM W/DRAIN
TS | TS-BCRM-QX | 125.95 | 3/4 IN. TERMINATOR S CXRM W/DRAIN EXT. HDL & EXT. PT
TS | TS-BCRM-X | 111.65 | 3/4 IN. TERMINATOR S CXRM W/EXT. HDL & EXT. PT
TS | TS-BF | 60.5 | 3/4 IN. TERMINATOR S FEMALE BODY
TS | TS-BFC | 85.8 | 3/4 IN. TERMINATOR S FXC
TS | TS-BFC-O | 82.5 | 3/4 IN. TERMINATOR S FXC LESS PT
TS | TS-BFC-Q | 102.3 | 3/4 IN. TERMINATOR S FXC W/DRAIN
TS | TS-BFC-QX | 142.45 | 3/4 IN. TERMINATOR S FXC W/DRAIN & EXT. HDL, ETX PT PORT
TS | TS-BFC-V | 92.4 | 3/4 IN. TERMINATOR S FXC W/ MANUAL AIR VENT
TS | TS-BFC-X | 111.65 | 3/4 IN. TERMINATOR S FXC W/EXT.. HDL & EXT. PT
TS | TS-BFF | 88 | 3/4 IN. TERMINATOR S FXF
TS | TS-BFF-O | 82.5 | 3/4 IN. TERMINATOR S FXF LESS PT
TS | TS-BFF-OQ | 96.8 | 3/4 IN. TERMINATOR S FXF LESS PT W/DRAIN
TS | TS-BFF-Q | 102.3 | 3/4 IN. TERMINATOR S FXF W/DRAIN
TS | TS-BFF-QX | 125.95 | 3/4 IN. TERMINATOR S FXF W/DRAIN EXT. HDL & EXT. PT
TS | TS-BFF-QXV | 146.85 | 3/4 IN. TERMINATOR S FXF W/DRAIN EXT. HDL & EXT. PT & VENT
TS | TS-BFF-VQQ | 121 | 3/4 IN. TERMINATOR S FXF W/ VENT, DRAIN & BLOWDOWN
TS | TS-BFF-X | 111.65 | 3/4 IN. TERMINATOR S FXF W/EXT. HDL & EXT. PT
TS | TS-BFM | 85.8 | 3/4 IN. TERMINATOR S FXM
TS | TS-BFM-O | 82.5 | 3/4 IN. TERMINATOR S FXM LESS PT
TS | TS-BFM-Q | 102.3 | 3/4 IN. TERMINATOR S FXM W/DRAIN
TS | TS-BF-Q | 74.8 | 3/4 IN. TERMINATOR S FEMALE BODY W/ BLOWDOWN
TS | TS-BFRC | 85.8 | 3/4 IN. TERMINATOR S FXRC
TS | TS-BFRC-O | 82.5 | 3/4 IN. TERMINATOR S FXRC LESS PT
TS | TS-BFRC-Q | 102.3 | 3/4 IN. TERMINATOR S FXRC W/DRAIN
TS | TS-BFRC-QX | 125.95 | 3/4 IN. TERMINATOR S FXRC W/DRAIN EXT. HDL & EXT. PT
TS | TS-BFRC-X | 111.65 | 3/4 IN. TERMINATOR S FXRC W/EXT. HDL & EXT. PT
TS | TS-BFRF | 85.8 | 3/4 IN. TERMINATOR S FXRF
TS | TS-BFRF-O | 82.5 | 3/4 IN. TERMINATOR S FXRF LESS PT
TS | TS-BFRF-OQ | 96.8 | 3/4 IN. TERMINATOR S FXRF LESS PT W/DRAIN
TS | TS-BFRF-Q | 100.1 | 3/4 IN. TERMINATOR S FXRF W/DRAIN
TS | TS-BFRM | 88 | 3/4 IN. TERMINATOR S FXRM
TS | TS-BFRM-O | 82.5 | 3/4 IN. TERMINATOR S FXRM LESS PT
TS | TS-BFRM-Q | 100.1 | 3/4 IN. TERMINATOR S FXRM W/DRAIN
TS | TS-BFRM-QX | 125.95 | 3/4 IN. TERMINATOR S FXRM W/DRAIN EXT. HDL & EXT. PT
TS | TS-CC2RC | 121 | 1 IN. TERMINATOR S CXRC
TS | TS-CC2RC-O | 117.7 | 1 IN. TERMINATOR S CXRC LESS PT
TS | TS-CC2RC-OQ | 132 | 1 IN. TERMINATOR S CXRC LESS PT W/DRAIN
TS | TS-CC2RC-Q | 135.3 | 1 IN. TERMINATOR S CXRC W/DRAIN
TS | TS-CC2RF | 121 | 1 IN. TERMINATOR S CXRF
TS | TS-CC2RF-Q | 135.3 | 1 IN. TERMINATOR S CXRF W/DRAIN
TS | TS-CC2RM | 121 | 1 IN. TERMINATOR S CXRM
TS | TS-CC2RM-O | 117.7 | 1 IN. TERMINATOR S CXRM LESS PT
TS | TS-CC2RM-OQ | 132 | 1 IN. TERMINATOR S CXRM LESS PT W/DRAIN
TS | TS-CC2RM-Q | 135.3 | 1 IN. TERMINATOR S CXRM W/DRAIN
TS | TS-CCC | 121 | 1 IN. TERMINATOR S CXC
TS | TS-CCC-O | 117.7 | 1 IN. TERMINATOR S CXC LESS PT
TS | TS-CCC-OQ | 132 | 1 IN. TERMINATOR S CXC LESS PT W/DRAIN
TS | TS-CCC-OQX | 179.85 | 1 IN. TERMINATOR S CXC W/DRAIN EXT. HDL & OMIT PT PORT
TS | TS-CCC-Q | 135.3 | 1 IN. TERMINATOR S CXC W/DRAIN
TS | TS-CCC-QX | 161.15 | 1 IN. TERMINATOR S CXC W/DRAIN EXT. HDL & EXT. PT
TS | TS-CCC-X | 146.85 | 1 IN. TERMINATOR S CXC W/EXT. HDL & EXT. PT
TS | TS-CCF | 121 | 1 IN. TERMINATOR S CXF
TS | TS-CCF-O | 117.7 | 1 IN. TERMINATOR S CXF LESS PT
TS | TS-CCF-OQ | 132 | 1 IN. TERMINATOR S CXF LESS PT W/DRAIN
TS | TS-CCF-Q | 135.3 | 1 IN. TERMINATOR S CXF W/DRAIN
TS | TS-CCF-QX | 161.15 | 1 IN. TERMINATOR S CXF W/DRAIN EXT. HDL & EXT. PT
TS | TS-CCF-VQ | 139.7 | 1 IN. TERMINATOR S CXF W/MANUAL AIR VENT & DRAIN
TS | TS-CCM | 121 | 1 IN. TERMINATOR S CXM
TS | TS-CCM-O | 117.7 | 1 IN. TERMINATOR S CXM LESS PT
TS | TS-CCM-Q | 135.3 | 1 IN. TERMINATOR S CXM W/DRAIN
TS | TS-CCM-QX | 161.15 | 1 IN. TERMINATOR S CXM W/DRAIN EXT. HDL & EXT. PT
TS | TS-CCRC | 121 | 1 IN. TERMINATOR S CXRC
TS | TS-CCRC-O | 117.7 | 1 IN. TERMINATOR S CXRC LESS PT
TS | TS-CCRC-OQ | 132 | 1 IN. TERMINATOR S CXRC LESS PT W/DRAIN
TS | TS-CCRC-Q | 135.3 | 1 IN. TERMINATOR S CXRC W/DRAIN
TS | TS-CCRC-QX | 161.15 | 1 IN. TERMINATOR S CXRC W/DRAIN EXT. HDL & EXT. PT
TS | TS-CCRF | 121 | 1 IN. TERMINATOR S CXRF
TS | TS-CCRF-O | 117.7 | 1 IN. TERMINATOR S CXRF LESS PT
TS | TS-CCRF-OQ | 132 | 1 IN. TERMINATOR S CXRF LESS PT W/DRAIN
TS | TS-CCRF-Q | 135.3 | 1 IN. TERMINATOR S CXRF DRAIN
TS | TS-CCRF-QX | 161.15 | 1 IN. TERMINATOR S CXRF W/DRAIN & EXT. HDL & EXT. PT
TS | TS-CCRM | 121 | 1 IN. TERMINATOR S CXRM
TS | TS-CCRM-O | 117.7 | 1 IN. TERMINATOR S CXRM LESS PT
TS | TS-CCRM-Q | 135.3 | 1 IN. TERMINATOR S CXRM W/DRAIN
TS | TS-CCRM-QX | 161.15 | 1 IN. TERMINATOR S CXRM W/DRAIN EXT. HDL & EXT. PT
TS | TS-CF | 86.9 | 1 IN. TERMINATOR S FEMALE BODY
TS | TS-CF2RC-Q | 135.3 | 1 IN. TERMINATOR S FX2RC W/DRAIN
TS | TS-CF2RC-QX | 161.15 | 1 IN. TERMINATOR S FX2RC W/DRAIN EXT. HDL & EXT. PT
TS | TS-CF2RF-OQ | 132 | 1 IN. TERMINATOR S FX2RF LESS PT W/DRAIN
TS | TS-CF2RF-Q | 135.3 | 1 IN. TERMINATOR S FX2RF W/DRAIN
TS | TS-CF2RF-X | 146.85 | 1 IN. TERMINATOR S FX2RF W/DRAIN EXT. HDL & EXT. PT
TS | TS-CF2RM | 121 | 1 IN. TERMINATOR S FX2RM
TS | TS-CF2RM-Q | 135.3 | 1 IN. TERMINATOR S FX2RM W/DRAIN
TS | TS-CFC | 121 | 1 IN. TERMINATOR S FXC
TS | TS-CFC-O | 117.7 | 1 IN. TERMINATOR S FXC
TS | TS-CFC-Q | 135.3 | 1 IN. TERMINATOR S FXC W/DRAIN
TS | TS-CFC-X | 146.85 | 1 IN. TERMINATOR S FXC W/EXT. HDL & EXT. PT
TS | TS-CFF | 121 | 1 IN. TERMINATOR S FXF
TS | TS-CFF-O | 117.7 | 1 IN. TERMINATOR S FXF LESS PT
TS | TS-CFF-OQ | 132 | 1 IN. TERMINATOR S FXF LESS PT W/DRAIN
TS | TS-CFF-Q | 135.3 | 1 IN. TERMINATOR S FXF W/DRAIN
TS | TS-CFF-QX | 161.15 | 1 IN. TERMINATOR S FXF W/DRAIN EXT. HDL & EXT. PT
TS | TS-CFF-X | 146.85 | 1 IN. TERMINATOR S FXF W/EXT. HDL & EXT. PT
TS | TS-CFM | 121 | 1 IN. TERMINATOR S FXM
TS | TS-CFM-O | 117.7 | 1 IN. TERMINATOR S FXM LESS PT
TS | TS-CFM-Q | 135.3 | 1 IN. TERMINATOR S FXM W/DRAIN
TS | TS-CFM-QX | 161.15 | 1 IN. TERMINATOR S FXM W/DRAIN EXT. HDL & EXT. PT
TS | TS-CF-QX | 120.45 | 1 IN. TERMINATOR S FEMALE BODY W/ DRAIN & EXT HDL
TS | TS-CFRC | 121 | 1 IN. TERMINATOR S FXRC
TS | TS-CFRC-O | 117.7 | 1 IN. TERMINATOR S FXRC LESS PT
TS | TS-CFRC-Q | 135.3 | 1 IN. TERMINATOR S FXRC W/DRAIN
TS | TS-CFRF | 121 | 1 IN. TERMINATOR S FXRF
TS | TS-CFRF-Q | 135.3 | 1 IN. TERMINATOR S FXRF W/DRAIN
TS | TS-CFRM | 121 | 1 IN. TERMINATOR S FXRM
TS | TS-CFRM-Q | 135.3 | 1 IN. TERMINATOR S FXRM W/DRAIN
TS | TS-CFRM-QX | 161.15 | 1 IN. TERMINATOR S FXRM W/DRAIN EXT. HDL & EXT. PT
TS | TS-DC2RC | 192.5 | 1-1/4 IN. TERMINATOR S CX2RC
TS | TS-DC2RC-Q | 206.8 | 1-1/4 IN. TERMINATOR S CX2RC W/DRAIN
TS | TS-DC2RF | 192.5 | 1-1/4 IN. TERMINATOR S CX2RF
TS | TS-DC2RF-OQ | 203.5 | 1-1/4 IN. TERMINATOR S CX2RF LESS PT W/DRAIN
TS | TS-DC2RF-Q | 206.8 | 1-1/4 IN. TERMINATOR S CX2RF W/DRAIN
TS | TS-DC2RM | 192.5 | 1-1/4 IN. TERMINATOR S CX2RM
TS | TS-DC2RM-O | 189.2 | 1-1/4 IN. TERMINATOR S CX2RM LESS PT
TS | TS-DC2RM-Q | 206.8 | 1-1/4 IN. TERMINATOR S CX2RM W/DRAIN
TS | TS-DCC | 192.5 | 1-1/4 IN. TERMINATOR S CXC
TS | TS-DCC-O | 189.2 | 1-1/4 IN. TERMINATOR S CXC LESS PT
TS | TS-DCC-OQ | 203.5 | 1-1/4 IN. TERMINATOR S CXC LESS PT W/DRAIN
TS | TS-DCC-Q | 206.8 | 1-1/4 IN. TERMINATOR S CXC W/DRAIN
TS | TS-DCC-QX | 240.075 | 1-1/4 IN. TERMINATOR S CXC W/DRAIN EXT. HDL & EXT. PT
TS | TS-DCC-X | 206.25 | 1-1/4 IN. TERMINATOR S CXC W/EXT. HDL & EXT. PT
TS | TS-DCF | 192.5 | 1-1/4 IN. TERMINATOR S CXF
TS | TS-DCF-O | 189.2 | 1-1/4 IN. TERMINATOR S CXF LESS PT
TS | TS-DCF-OQ | 203.5 | 1-1/4 IN. TERMINATOR S CXF LESS PT W/DRAIN
TS | TS-DCF-Q | 206.8 | 1-1/4 IN. TERMINATOR S CXF W/DRAIN
TS | TS-DCF-QX | 240.075 | 1-1/4 IN. TERMINATOR S CXF W/DRAIN EXT. HDL & EXT. PT
TS | TS-DCM | 192.5 | 1-1/4 IN. TERMINATOR S CXM
TS | TS-DCM-Q | 206.8 | 1-1/4 IN. TERMINATOR S CXM W/DRAIN
TS | TS-DCRC | 192.5 | 1-1/4 IN. TERMINATOR S CXRC
TS | TS-DCRC-O | 189.2 | 1-1/4 IN. TERMINATOR S CXRC LESS PT
TS | TS-DCRC-OQ | 203.5 | 1-1/4 IN. TERMINATOR S CXRC LESS PT W/DRAIN
TS | TS-DCRC-Q | 206.8 | 1-1/4 IN. TERMINATOR S CXRC W/DRAIN
TS | TS-DCRC-QX | 240.075 | 1-1/4 IN. TERMINATOR S CXRC W/DRAIN EXT. HDL & EXT. PT
TS | TS-DCRF | 192.5 | 1-1/4 IN. TERMINATOR S CXRF
TS | TS-DCRF-OQ | 203.5 | 1-1/4 IN. TERMINATOR S CXRF LESS PT W/DRAIN
TS | TS-DCRF-Q | 206.8 | 1-1/4 IN. TERMINATOR S CXRF W/DRAIN
TS | TS-DCRM | 192.5 | 1-1/4 IN. TERMINATOR S CXRM W/DRAIN
TS | TS-DCRM-Q | 206.8 | 1-1/4 IN. TERMINATOR S CXRM W/DRAIN
TS | TS-DF | 140.8 | 1-1/4 IN. TERMINATOR S FEMALE BODY
TS | TS-DF2RC-Q | 206.8 | 1-1/4 IN. TERMINATOR FX2RC W/DRAIN
TS | TS-DF2RF | 192.5 | 1-1/4 IN. TERMINATOR FX2RF
TS | TS-DF2RF-Q | 206.8 | 1-1/4 IN. TERMINATOR FX2RF W/DRAIN
TS | TS-DF2RM-Q | 206.8 | 1-1/4 IN. TERMINATOR FX2RM W/DRAIN
TS | TS-DFC | 192.5 | 1-1/4 IN. TERMINATOR FXC
TS | TS-DFC-O | 189.2 | 1-1/4 IN. TERMINATOR FXC LESS PT
TS | TS-DFC-Q | 206.8 | 1-1/4 IN. TERMINATOR FXC W/DRAIN
TS | TS-DFC-QX | 254.375 | 1-1/4 IN. TERMINATOR FXC W/DRAIN EXT. HDL & EXT. PT
TS | TS-DFF | 192.5 | 1-1/4 IN. TERMINATOR FXF
TS | TS-DFF-O | 189.2 | 1-1/4 IN. TERMINATOR FXF LESS PT
TS | TS-DFF-OQ | 203.5 | 1-1/4 IN. TERMINATOR FXF LESS PT W/DRAIN
TS | TS-DFF-Q | 206.8 | 1-1/4 IN. TERMINATOR FXF W/DRAIN
TS | TS-DFF-QX | 240.075 | 1-1/4 IN. TERMINATOR FXF W/DRAIN EXT. HDL & EXT. PT
TS | TS-DFM | 192.5 | 1-1/4 IN. TERMINATOR FXM
TS | TS-DFM-O | 189.2 | 1-1/4 IN. TERMINATOR FXM LESS PT
TS | TS-DFM-Q | 206.8 | 1-1/4 IN. TERMINATOR FXM W/DRAIN
TS | TS-DFM-QX | 240.075 | 1-1/4 IN. TERMINATOR FXM W/DRAIN EXT. HDL & EXT. PT
TS | TS-DFM-X | 225.775 | 1-1/4 IN. TERMINATOR FXM W/EXT. HDL & EXT. PT
TS | TS-DFRC | 192.5 | 1-1/4 IN. TERMINATOR FXRC
TS | TS-DFRC-O | 189.2 | 1-1/4 IN. TERMINATOR FXRC LESS PT
TS | TS-DFRC-Q | 206.8 | 1-1/4 IN. TERMINATOR FXRC W/DRAIN
TS | TS-DFRF | 192.5 | 1-1/4 IN. TERMINATOR FXRF
TS | TS-DFRF-Q | 206.8 | 1-1/4 IN. TERMINATOR FXRF W/DRAIN
TS | TS-DFRM | 192.5 | 1-1/4 IN. TERMINATOR FXRM
TS | TS-EC2RC | 253 | 1-1/2 IN. TERMINATOR S CX2RC
TS | TS-EC2RC-Q | 267.3 | 1-1/2 IN. TERMINATOR S CX2RC W/DRAIN
TS | TS-EC2RC-QX | 300.575 | 1-1/2 IN. TERMINATOR S CX2RC W/DRAIN EXT. HDL & EXT. PT
TS | TS-EC2RF-Q | 267.3 | 1-1/2 IN. TERMINATOR S CX2RF W/DRAIN
TS | TS-EC2RM | 253 | 1-1/2 IN. TERMINATOR S CX2RM
TS | TS-EC2RM-O | 249.7 | 1-1/2 IN. TERMINATOR S CX2RM LESS PT
TS | TS-EC2RM-Q | 267.3 | 1-1/2 IN. TERMINATOR S CX2RM W/DRAIN
TS | TS-ECC | 253 | 1-1/2 IN. TERMINATOR S CXC
TS | TS-ECC-O | 249.7 | 1-1/2 IN. TERMINATOR S CXC LESS PT
TS | TS-ECC-OQ | 264 | 1-1/2 IN. TERMINATOR S CXC LESS PT W/DRAIN
TS | TS-ECC-Q | 267.3 | 1-1/2 IN. TERMINATOR S CXC W/DRAIN
TS | TS-ECC-QX | 300.575 | 1-1/2 IN. TERMINATOR S CXC W/DRAIN EXT. HDL & EXT. PT
TS | TS-ECC-X | 286.275 | 1-1/2 IN. TERMINATOR S CXC W/EXT. HDL & EXT. PT
TS | TS-ECF | 253 | 1-1/2 IN. TERMINATOR S CXF
TS | TS-ECF-Q | 267.3 | 1-1/2 IN. TERMINATOR S CXF W/DRAIN
TS | TS-ECF-QX | 300.575 | 1-1/2 IN. TERMINATOR S CXF W/DRAIN EXT. HDL & EXT. PT
TS | TS-ECM | 253 | 1-1/2 IN. TERMINATOR S CXM
TS | TS-ECM-O | 249.7 | 1-1/2 IN. TERMINATOR S CXM LESS PT
TS | TS-ECM-OQ | 264 | 1-1/2 IN. TERMINATOR S CXM LESS PT W/DRAIN
TS | TS-ECM-Q | 267.3 | 1-1/2 IN. TERMINATOR S CXM W/DRAIN
TS | TS-ECRC | 253 | 1-1/2 IN. TERMINATOR S CXRC
TS | TS-ECRC-O | 249.7 | 1-1/2 IN. TERMINATOR S CXRC LESS PT
TS | TS-ECRC-Q | 267.3 | 1-1/2 IN. TERMINATOR S CXRC W/DRAIN
TS | TS-ECRC-QX | 300.575 | 1-1/2 IN. TERMINATOR S CXRC W/DRAIN EXT. HDL & EXT. PT
TS | TS-ECRF | 253 | 1-1/2 IN. TERMINATOR S CXRF
TS | TS-ECRF-Q | 267.3 | 1-1/2 IN. TERMINATOR S CXRF W/DRAIN
TS | TS-ECRF-X | 286.275 | 1-1/2 IN. TERMINATOR S CXRF W/EXT. HDL & EXT. PT
TS | TS-ECRM | 253 | 1-1/2 IN. TERMINATOR S CXRM
TS | TS-ECRM-Q | 267.3 | 1-1/2 IN. TERMINATOR S CXRM W/DRAIN
TS | TS-EF | 181.5 | 1-1/2 IN. TERMINATOR S FEMALE B0DY
TS | TS-EF2RC-Q | 267.3 | 1-1/2 IN. TERMINATOR S FX2RC W/DRAIN
TS | TS-EF2RF-O | 249.7 | 1-1/2 IN. TERMINATOR S FX2RF LESS PT
TS | TS-EF2RF-Q | 267.3 | 1-1/2 IN. TERMINATOR S FX2RF W/DRAIN
TS | TS-EF2RM | 253 | 1-1/2 IN. TERMINATOR S FX2RM
TS | TS-EF2RM-Q | 267.3 | 1-1/2 IN. TERMINATOR S FX2RM W/DRAIN
TS | TS-EFC | 253 | 1-1/2 IN. TERMINATOR S FXC
TS | TS-EFC-Q | 267.3 | 1-1/2 IN. TERMINATOR S FXC W/DRAIN
TS | TS-EFF | 253 | 1-1/2 IN. TERMINATOR S FXF
TS | TS-EFF-ABQX | 315.975 | 1-1/2 IN. TERM S FXF W/AAV BLV, DRAIN, EXT. HDL & EXT. PT
TS | TS-EFF-OQ | 264 | 1-1/2 IN. TERMINATOR S FXF LESS PT W/DRAIN
TS | TS-EFF-Q | 267.3 | 1-1/2 IN. TERMINATOR S FXF W/DRAIN
TS | TS-EFF-QX | 300.575 | 1-1/2 IN. TERMINATOR S FXF W/DRAIN EXT. HDL & EXT. PT
TS | TS-EFM | 253 | 1-1/2 IN. TERMINATOR S FXM
TS | TS-EFM-Q | 267.3 | 1-1/2 IN. TERMINATOR S FXM W/DRAIN
TS | TS-EFM-QX | 300.575 | 1-1/2 IN. TERMINATOR S FXM W/DRAIN EXT. HDL & EXT. PT
TS | TS-EFRC | 253 | 1-1/2 IN. TERMINATOR S FXRC
TS | TS-EFRC-Q | 267.3 | 1-1/2 IN. TERMINATOR S FXRC W/DRAIN
TS | TS-EFRF | 253 | 1-1/2 IN. TERMINATOR S FXRF
TS | TS-EFRF-X | 286.275 | 1-1/2 IN. TERMINATOR S FXRF W/EXT. HDL & EXT. PT
TS | TS-EFRM | 253 | 1-1/2 IN. TERMINATOR S FXRM
TS | TS-FC2RC | 371.8 | 2 IN. TERMINATOR S CX2RC
TS | TS-FC2RC-Q | 386.1 | 2 IN. TERMINATOR S CX2RC W/DRAIN
TS | TS-FC2RF | 371.8 | 2 IN. TERMINATOR S CX2RF
TS | TS-FC2RF-Q | 386.1 | 2 IN. TERMINATOR S CX2RF W/DRAIN
TS | TS-FC2RM | 371.8 | 2 IN. TERMINATOR S CX2RM
TS | TS-FC2RM-O | 368.5 | 2 IN. TERMINATOR S CX2RM LESS PT
TS | TS-FC2RM-Q | 386.1 | 2 IN. TERMINATOR S CX2RM W/DRAIN
TS | TS-FCC | 371.8 | 2 IN. TERMINATOR S CXC
TS | TS-FCC-O | 368.5 | 2 IN. TERMINATOR S CXC LESS PT
TS | TS-FCC-OQ | 382.8 | 2 IN. TERMINATOR S CXC LESS PT W/DRAIN
TS | TS-FCC-Q | 386.1 | 2 IN. TERMINATOR S CXC W/DRAIN
TS | TS-FCC-QX | 422.4 | 2 IN. TERMINATOR S CXC W/DRAIN EXT. HDL & EXT. PT
TS | TS-FCC-X | 408.1 | 2 IN. TERMINATOR S CXC W/EXT. HDL & EXT. PT
TS | TS-FCF | 371.8 | 2 IN. TERMINATOR S CXF
TS | TS-FCF-O | 368.5 | 2 IN. TERMINATOR S CXF LESS PT
TS | TS-FCF-OQ | 382.8 | 2 IN. TERMINATOR S CXF LESS PT W/DRAIN
TS | TS-FCF-Q | 386.1 | 2 IN. TERMINATOR S CXF W/DRAIN
TS | TS-FCF-QX | 422.4 | 2 IN. TERMINATOR S CXF W/DRAIN EXT. HDL & EXT. PT
TS | TS-FCM | 371.8 | 2 IN. TERMINATOR S CXM
TS | TS-FCM-Q | 386.1 | 2 IN. TERMINATOR S CXM W/DRAIN
TS | TS-FCRC | 371.8 | 2 IN. TERMINATOR S CXRC
TS | TS-FCRC-Q | 386.1 | 2 IN. TERMINATOR S CXRC W/DRAIN
TS | TS-FCRC-QX | 422.4 | 2 IN. TERMINATOR S CXRC W/DRAIN EXT. HDL & EXT. PT
TS | TS-FCRF | 371.8 | 2 IN. TERMINATOR S CXRF
TS | TS-FCRF-Q | 386.1 | 2 IN. TERMINATOR S CXRF W/DRAIN
TS | TS-FCRF-QX | 422.4 | 2 IN. TERMINATOR S CXRF W/DRAIN EXT. HDL & EXT. PT
TS | TS-FCRM | 371.8 | 2 IN. TERMINATOR S CXRM
TS | TS-FCRM-Q | 386.1 | 2 IN. TERMINATOR S CXRM W/DRAIN
TS | TS-FF | 275 | 2 IN. TERMINATOR S FEMALE BODY
TS | TS-FF2RF-Q | 386.1 | 2 IN. TERMINATOR S FXRF W/DRAIN
TS | TS-FF2RM | 371.8 | 2 IN. TERMINATOR S FX2RM
TS | TS-FF2RM-Q | 386.1 | 2 IN. TERMINATOR S FX2RM W/DRAIN
TS | TS-FFC | 371.8 | 2 IN. TERMINATOR S FXC
TS | TS-FFC-Q | 386.1 | 2 IN. TERMINATOR S FXC W/DRAIN
TS | TS-FFF | 371.8 | 2 IN. TERMINATOR S FXF
TS | TS-FFF-OQ | 382.8 | 2 IN. TERMINATOR S FXF LESS PT W/DRAIN
TS | TS-FFF-Q | 386.1 | 2 IN. TERMINATOR S FXF W/DRAIN
TS | TS-FFF-QX | 439.142 | 2 IN. TERMINATOR S FXF W/DRAIN EXT. HDL & EXT. PT
TS | TS-FFM | 371.8 | 2 IN. TERMINATOR S FXM
TS | TS-FFM-Q | 386.1 | 2 IN. TERMINATOR S FXM W/DRAIN
TS | TS-FFM-QX | 422.4 | 2 IN. TERMINATOR S FXM W/DRAIN EXT. HDL & EXT. PT
TS | TS-FFRC | 371.8 | 2 IN. TERMINATOR S FXRC
TS | TS-FFRC-Q | 386.1 | 2 IN. TERMINATOR S FXRC W/DRAIN
TS | TS-FFRF | 371.8 | 2 IN. TERMINATOR S FXRF
TS | TS-FFRF-Q | 386.1 | 2 IN. TERMINATOR S FXRF W/DRAIN
TS | TS-FFRM | 371.8 | 2 IN. TERMINATOR S FXRM
TS | TS-FFRM-Q | 386.1 | 2 IN. TERMINATOR S FXRM W/DRAIN
TS | TS-GLF | 262.801 | 2-1/2 IN. TERMINATOR S LXF
TS | TS-GLF-ABQ | 315.601 | 2-1/2 IN. TERMINATOR S LXFL W/DRAIN & AUTO BALL VLV VENT
TS | TS-GLF-Q | 291.401 | 2-1/2 IN. TERMINATOR S LXFL W/DRAIN
TS | TS-GLF-QX | 304.601 | 2-1/2 IN. TERMINATOR S LXFL W/DRAIN & EXT. PT PORT
TS | TS-GLF-X | 266.101 | 2-1/2 IN. TERMINATOR S LXF W/EXT PORT
TS | TS-HLF | 305.998 | 3 IN. TERMINATOR S LXF
TS | TS-HLF-ABQ | 358.798 | 3 IN. TERMINATOR S FXLG W/DRAIN & AUTO BALL VALVE VENT
TS | TS-HLF-O | 302.698 | 3 IN. TERMINATOR S LXF LESS PT
TS | TS-HLF-Q | 334.598 | 3 IN. TERMINATOR S FXLG W/DRAIN
TS | TS-HLF-QX | 341.198 | 3 IN. TERMINATOR S LXFL W/DRAIN & EXT. PT PORT
TS | TS-HLF-X | 312.598 | 3 IN. TERMINATOR S LXF W/EXT PT PORT
TS | TS-ILF | 477.136 | 4 IN. TERMINATOR S LXF
TS | TS-ILF-O | 473.836 | 4 IN. TERMINATOR S LXF LESS PT
TS | TS-ILF-Q | 510.136 | 4 IN. TERMINATOR S LXFL W/DRAIN
TS | TS-ILF-QX | 518.936 | 4 IN. TERMINATOR S LXF W/DRAIN & EXT. PT
TS | TS-JLF | 961.653 | 6 IN. TERMINATOR S LXF
TS | TS-JLF-O | 958.353 | 6 IN. TERMINATOR S LXF LESS PT
TS | TS-JLF-Q | 1003.453 | 6 IN. TERMINATOR S LXF- W/ DRAIN
TS | TS-JLF-QX | 1010.053 | 6 IN. TERMINATOR S LXF- W/ DRAIN. EXT PT
TS | TS-KLF | 1693.813 | 8 IN. TERMINATOR S LXF
TU | TU-ACC | 20.9 | 1/2 IN. TERMINATOR U CXC
TU | TU-ACC-AB | 40.7 | 1/2 IN. TERMINATOR U CXC W/AUTO BALL VALVE VENT
TU | TU-ACC-O | 17.6 | 1/2 IN. TERMINATOR U CXC LESS PT
TU | TU-ACC-OQ | 31.9 | 1/2 IN. TERMINATOR U CXC LESS PT W/DRAIN
TU | TU-ACC-OV | 22 | 1/2 IN. TERMINATOR U CXC LESS PT W/VENT
TU | TU-ACC-Q | 35.2 | 1/2 IN. TERMINATOR U CXC W/DRAIN
TU | TU-ACC-V | 25.3 | 1/2 IN. TERMINATOR U CXC W/VENT
TU | TU-ACC-VX | 38.5 | 1/2 IN. TERMINATOR U CXC W/EXT. VENT & EXT. PT
TU | TU-ACC-X | 27.5 | 1/2 IN. TERMINATOR U CXC W/EXT. PT
TU | TU-ACEM | 20.9 | 1/2 IN. TERMINATOR U CX 3/4 IN. M
TU | TU-ACEM-B | 31.9 | 1/2 IN. TERMINATOR U CX 3/4 IN. M W/BALL VALVE VENT
TU | TU-ACEM-BX | 27.5 | 1/2 IN. TERMINATOR U CX3/4 IN. M W/BALL VALVE VENT & EXT. PT
TU | TU-ACEM-Q | 35.2 | 1/2 IN. TERMINATOR U CXEM W/DRAIN
TU | TU-ACEM-V | 25.3 | 1/2 IN. TERMINATOR U CXEM W/ VENT
TU | TU-ACEM-VX | 38.5 | 1/2 IN. TERMINATOR U CXEM W/EXT. VENT & EXT. PT
TU | TU-ACEM-X | 27.5 | 1/2 IN. TERMINATOR U CX3/4 IN. M W/ EXT. PT
TU | TU-ACF | 20.9 | 1/2 IN. TERMINATOR U CXF
TU | TU-ACF-B | 27.5 | 1/2 IN. TERMINATOR U CXF W/BALL VALVE AIR VENT
TU | TU-ACF-O | 17.6 | 1/2 IN. TERMINATOR U CXF LESS PT
TU | TU-ACF-OQ | 31.9 | 1/2 IN. TERMINATOR U CXF LESS PT W/DRAIN
TU | TU-ACF-OV | 22 | 1/2 IN. TERMINATOR U CXF LESS PT W/VENT
TU | TU-ACF-Q | 35.2 | 1/2 IN. TERMINATOR U CXF W/DRAIN
TU | TU-ACF-QX | 41.8 | 1/2 IN. TERMINATOR U CXF W/DRAIN, EXT. PT PORT
TU | TU-ACF-V | 25.3 | 1/2 IN. TERMINATOR U CXF W/VENT
TU | TU-ACF-X | 27.5 | 1/2 IN. TERMINATOR U CXF W/EXT. PT
TU | TU-ACM | 20.9 | 1/2 IN. TERMINATOR U CXM
TU | TU-ACM-AB | 40.7 | 1/2 IN. TERMINATOR U CXM W/BALL VALVE AUTO AIR VENT
TU | TU-ACM-B | 31.9 | 1/2 IN. TERMINATOR U CXM W/BALL VALVE VENT
TU | TU-ACM-BX | 38.5 | 1/2 IN. TERMINATOR U CXM W/BALL VALVE VENT & EXT
TU | TU-ACM-O | 17.6 | 1/2 IN. TERMINATOR U CXM LESS PT
TU | TU-ACM-OQ | 31.9 | 1/2 IN. TERMINATOR U CXM LESS PT W/DRAIN
TU | TU-ACM-OV | 22 | 1/2 IN. TERMINATOR U CXM LESS PT W/VENT
TU | TU-ACM-OVX | 28.6 | 1/2 IN. TERMINATOR U CXM LESS PT W/EXT. VENT
TU | TU-ACM-Q | 35.2 | 1/2 IN. TERMINATOR U CXM W/DRAIN
TU | TU-ACM-QX | 41.8 | 1/2 IN. TERMINATOR U CXM W/DRAIN & EXT PT
TU | TU-ACM-V | 25.3 | 1/2 IN. TERMINATOR U CXM W/VENT
TU | TU-ACM-VX | 38.5 | 1/2 IN. TERMINATOR U CXM W/EXT. VENT & EXT. PT
TU | TU-ACM-X | 27.5 | 1/2 IN. TERMINATOR U CXM W/EXT PT
TU | TU-AFC | 20.9 | 1/2 IN. TERMINATOR U FXC
TU | TU-AFC-O | 17.6 | 1/2 IN. TERMINATOR U FXC LESS PT
TU | TU-AFC-OQ | 31.9 | 1/2 IN. TERMINATOR U FXC LESS PT W/DRAIN
TU | TU-AFC-OV | 22 | 1/2 IN. TERMINATOR U FXC LESS PT W/VENT
TU | TU-AFC-Q | 35.2 | 1/2 IN. TERMINATOR U FXC W/DRAIN
TU | TU-AFC-V | 25.3 | 1/2 IN. TERMINATOR U FXC W/VENT
TU | TU-AFEM-Q | 35.2 | 1/2 IN. TERMINATOR U F X 3/4 IN. MALE W/ DRAIN
TU | TU-AFEM-V | 25.3 | 1/2 IN. TERMINATOR U F X 3/4 IN. MALE W/ MANUAL AIR VENT
TU | TU-AFEM-VX | 38.5 | 1/2 IN. TERMINATOR U F X 3/4 IN. MALE W/ EXT.MAV & PT
TU | TU-AFF | 20.9 | 1/2 IN. TERMINATOR U FXF
TU | TU-AFF-O | 17.6 | 1/2 IN. TERMINATOR U FXF LESS PT
TU | TU-AFF-OQ | 31.9 | 1/2 IN. TERMINATOR U FXF LESS PT W/DRAIN
TU | TU-AFF-OV | 22 | 1/2 IN. TERMINATOR U FXF LESS PT W/VENT
TU | TU-AFF-Q | 35.2 | 1/2 IN. TERMINATOR U FXF W/DRAIN
TU | TU-AFF-V | 25.3 | 1/2 IN. TERMINATOR U FXF W/VENT
TU | TU-AFF-VX | 38.5 | 1/2 IN. TERMINATOR U FXF W/EXT MAU, PT
TU | TU-AFF-X | 28.6 | 1/2 IN. TERMINATOR U FXF W/EXT
TU | TU-AFM | 20.9 | 1/2 IN. TERMINATOR U FXM
TU | TU-AFM-AB | 40.7 | 1/2 IN. TERMINATOR U FXM W/ AUTO AIR VENT & BALL VLV
TU | TU-AFM-ABX | 42.9 | 1/2 IN. TERM U FXM W/ AUTO AIR VENT & BALL VLV, EXT PT
TU | TU-AFM-B | 27.5 | 1/2 IN. TERMINATOR U FXM W/BALL VLV
TU | TU-AFM-BX | 38.5 | 1/2 IN. TERMINATOR U FXM W/EXT. PT & MANUAL BALL VALVE VENT
TU | TU-AFM-O | 17.6 | 1/2 IN. TERMINATOR U FXM LESS PT
TU | TU-AFM-OQ | 31.9 | 1/2 IN. TERMINATOR U FXM LESS PT W/DRAIN
TU | TU-AFM-OV | 22 | 1/2 IN. TERMINATOR U FXM LESS PT W/VENT
TU | TU-AFM-OVX | 28.6 | 1/2 IN. TERMINATOR U FXM LESS PT W/EXT. VENT
TU | TU-AFM-Q | 35.2 | 1/2 IN. TERMINATOR U FXM W/DRAIN
TU | TU-AFM-QV | 39.6 | 1/2 IN. TERMINATOR U FXM W/DRAIN & VENT
TU | TU-AFM-V | 25.3 | 1/2 IN. TERMINATOR U FXM W/VENT
TU | TU-AFM-VX | 38.5 | 1/2 IN. TERMINATOR U FXM W/EXT. VENT & EXT. PT
TU | TU-AFM-X | 27.5 | 1/2 IN. TERMINATOR U FXM W/EXT. PT
TU | TU-BCC | 27.5 | 3/4 IN. TERMINATOR U CXC
TU | TU-BCC-A | 36.3 | 3/4 IN. TERMINATOR U CXC W/AUTO AIR VENT
TU | TU-BCC-AB | 47.3 | 3/4 IN. TERMINATOR U CXM W/AUTO AIR VENT & BALL VALVE
TU | TU-BCC-B | 34.1 | 3/4 IN. UNION CXC W/BALL VLV VENT
TU | TU-BCC-O | 24.2 | 3/4 IN. TERMINATOR U CXC LESS PT
TU | TU-BCC-OB | 35.2 | 3/4 IN. UNION CXC LESS PT W/BALL VLV VENT
TU | TU-BCC-OQ | 27.5 | 3/4 IN. TERMINATOR U CXC LESS PT W/DRAIN
TU | TU-BCC-OV | 28.6 | 3/4 IN. TERMINATOR U CXC LESS PT W/VENT
TU | TU-BCC-Q | 41.8 | 3/4 IN. TERMINATOR U CXC W/DRAIN
TU | TU-BCC-QX | 48.4 | 3/4 IN. TERMINATOR U CXC W/DRAIN & EXT. PT
TU | TU-BCC-V | 31.9 | 3/4 IN. TERMINATOR U CXC W/VENT
TU | TU-BCC-VX | 45.1 | 3/4 IN. TERMINATOR U CXC W/EXT. VENT & EXT. PT
TU | TU-BCC-X | 34.1 | 3/4 IN. TERMINATOR U CXC W/EXT. PT
TU | TU-BCEM | 27.5 | 3/4 IN. TERMINATOR U CXEM
TU | TU-BCF | 27.5 | 3/4 IN. TERMINATOR U CXF
TU | TU-BCF-O | 24.2 | 3/4 IN. TERMINATOR U CXF LESS PT
TU | TU-BCF-OQ | 38.5 | 3/4 IN. TERMINATOR U CXF LESS PT W/DRAIN
TU | TU-BCF-OV | 28.6 | 3/4 IN. TERMINATOR U CXF LESS PT W/VENT
TU | TU-BCF-Q | 41.8 | 3/4 IN. TERMINATOR U CXF W/DRAIN
TU | TU-BCF-V | 31.9 | 3/4 IN. TERMINATOR U CXF W/VENT
TU | TU-BCF-X | 34.1 | 3/4 IN. TERMINATOR U CXF W/EXT. PT
TU | TU-BCM | 27.5 | 3/4 IN. TERMINATOR U CXM
TU | TU-BCM-AB | 47.3 | 3/4 IN. TERMINATOR U CXM W/AUTO AIR VENT & BALL VALVE
TU | TU-BCM-B | 38.5 | 3/4 IN. TERMINATOR U CXM W/BALL VALVE AIR VENT
TU | TU-BCM-BX | 40.7 | 3/4 IN. TERMINATOR U CXM W/BALL VALVE AIR VENT & EXT. PT
TU | TU-BCM-O | 24.2 | 3/4 IN. TERMINATOR U CXM LESS PT
TU | TU-BCM-OQ | 38.5 | 3/4 IN. TERMINATOR U CXM LESS PT W/DRAIN
TU | TU-BCM-OV | 28.6 | 3/4 IN. TERMINATOR U CXM LESS PT W/VENT
TU | TU-BCM-O-VX | 35.2 | 3/4 IN. TERMINATOR U CXM W/EXT. VENT & OMIT PT PORT
TU | TU-BCM-Q | 41.8 | 3/4 IN. TERMINATOR U CXM W/DRAIN
TU | TU-BCM-QV | 46.2 | 3/4 IN. TERMINATOR U CXM W/DRAIN & EXT. PT
TU | TU-BCM-QX | 48.4 | 3/4 IN. TERMINATOR U CXM W/DRAIN, EXT. PT
TU | TU-BCM-V | 31.9 | 3/4 IN. TERMINATOR U CXM W/VENT
TU | TU-BCM-VX | 45.1 | 3/4 IN. TERMINATOR U CXM W/EXT. VENT & EXT. PT
TU | TU-BCM-X | 34.1 | 3/4 IN. TERMINATOR U CXM W/EXT. PT
TU | TU-BCRC | 27.5 | 3/4 IN. TERMINATOR U CXRC
TU | TU-BCRC-AB | 47.3 | 3/4 IN. TERMINATOR U C X RC W/AUTO AIR VENT & BALL VALVE
TU | TU-BCRC-O | 24.2 | 3/4 IN. TERMINATOR U CXRC LESS PT
TU | TU-BCRC-OQ | 38.5 | 3/4 IN. TERMINATOR U CXRC LESS PT W/DRAIN
TU | TU-BCRC-OV | 28.6 | 3/4 IN. TERMINATOR U CXRC LESS PT W/VENT
TU | TU-BCRC-Q | 41.8 | 3/4 IN. TERMINATOR U CXRC W/DRAIN
TU | TU-BCRC-QX | 48.4 | 3/4 IN. TERMINATOR U CXRC W/ DRAIN & EXT. PT
TU | TU-BCRC-V | 31.9 | 3/4 IN. TERMINATOR U CXRC W/VENT
TU | TU-BCRC-X | 34.1 | 3/4 IN. TERMINATOR U CXRC W/EXT. PT
TU | TU-BCRF | 27.5 | 3/4 IN. TERMINATOR U CXRF
TU | TU-BCRF-O | 24.2 | 3/4 IN. TERMINATOR U CXRF LESS PT
TU | TU-BCRF-OQ | 38.5 | 3/4 IN. TERMINATOR U CXRF LESS W/DRAIN
TU | TU-BCRF-OV | 28.6 | 3/4 IN. TERMINATOR U CXRF LESS W/VENT
TU | TU-BCRF-Q | 41.8 | 3/4 IN. TERMINATOR U CXRF
TU | TU-BCRF-QX | 48.4 | 3/4 IN. TERMINATOR U CXRF W/DRAIN & EXT. PT
TU | TU-BCRF-V | 31.9 | 3/4 IN. TERMINATOR U CXRF W/VENT
TU | TU-BCRF-X | 34.1 | 3/4 IN. TERMINATOR U CXRF W/EXT. PT
TU | TU-BCRM | 27.5 | 3/4 IN. TERMINATOR U CXRM
TU | TU-BCRM-AB | 47.3 | 3/4 IN. TERMINATOR U C X M 1/2IN, W/BALL VALVE AUTO VENT
TU | TU-BCRM-B | 38.5 | 3/4 IN. TERMINATOR U CXRM W/BALL VALVE AIR VENT
TU | TU-BCRM-BX | 45.1 | 3/4 IN. TERMINATOR U CXRM W/BALL VALVE AIR VENT & EXT
TU | TU-BCRM-O | 24.2 | 3/4 IN. TERMINATOR U CXRM LESS PT
TU | TU-BCRM-OQ | 38.5 | 3/4 IN. TERMINATOR U CXRM LESS PT W/DRAIN
TU | TU-BCRM-OV | 28.6 | 3/4 IN. TERMINATOR U CXRM LESS PT W/VENT
TU | TU-BCRM-OVX | 35.2 | 3/4 IN. TERMINATOR U CXRM LESS PT. W/EXT. VENT
TU | TU-BCRM-Q | 41.8 | 3/4 IN. TERMINATOR U CXRM W/DRAIN
TU | TU-BCRM-QX | 48.4 | 3/4 IN. TERMINATOR U CXRM W/DRAIN & EXT. PT
TU | TU-BCRM-V | 31.9 | 3/4 IN. TERMINATOR U CXRM W/VENT
TU | TU-BCRM-VX | 45.1 | 3/4 IN. TERMINATOR U CXRM W/EXT. VENT & EXT. PT
TU | TU-BCRM-X | 34.1 | 3/4 IN. TERMINATOR U CXRM W/EXT. PT
TU | TU-BFC | 27.5 | 3/4 IN. UNION FXC
TU | TU-BFC-AB | 42.9 | 3/4 IN. UNION FXC W/AUTO AIR VENT & BALL VLV
TU | TU-BFC-ABQ | 57.2 | 3/4 IN. UNION FXC W/AUTO VENT & DRAIN
TU | TU-BFC-ABQX | 67.1 | 3/4 IN. UNION FXC W/AUTO VENT, DRAIN & EXT. PT
TU | TU-BFC-ABX | 52.8 | 3/4 IN. UNION FXC W/AUTO VENT & EXT. PT
TU | TU-BFC-O | 24.2 | 3/4 IN. UNION FXC LESS PT
TU | TU-BFC-OAB | 42.9 | 3/4 IN. UNION FXC LESS PT W/AUTO VENT
TU | TU-BFC-OABQ | 57.2 | 3/4 IN. UNION FXC LESS PT W/AUTO VENT & DRAIN
TU | TU-BFC-OB | 30.8 | 3/4 IN. UNION FXC- LESS PT PORT W/ BALL VLV VENT
TU | TU-BFC-OQ | 38.5 | 3/4 IN. UNION FXC LESS PT W/DRAIN
TU | TU-BFC-OQV | 46.2 | 3/4 IN. UNION FXC LESS PT W/VENT & DRAIN
TU | TU-BFC-OQVX | 52.8 | 3/4 IN. UNION FXC LESS PT W/DRAIN, VENT & EXT. PT
TU | TU-BFC-OV | 28.6 | 3/4 IN. UNION FXC LESS PT W/VENT
TU | TU-BFC-OVX | 38.5 | 3/4 IN. UNION FXC LESS PT W/VENT & EXT. PT
TU | TU-BFC-Q | 41.8 | 3/4 IN. UNION FXC W/DRAIN
TU | TU-BFC-QV | 46.2 | 3/4 IN. UNION FXC W/VENT & DRAIN
TU | TU-BFC-QVX | 62.7 | 3/4 IN. UNION FXC W/DRAIN, VENT & EXT. PT
TU | TU-BFC-QX | 51.7 | 3/4 IN. UNION FXC W/DRAIN & EXT. PT
TU | TU-BFC-V | 31.9 | 3/4 IN. UNION FXC W/VENT
TU | TU-BFC-VX | 48.4 | 3/4 IN. UNION FXC W/VENT & EXT. PT
TU | TU-BFC-X | 37.4 | 3/4 IN. UNION FXC W/EXT. PT
TU | TU-BFEM-V | 31.9 | 3/4 IN. UNION FXEM W/VENT
TU | TU-BFF | 27.5 | 3/4 IN. UNION FXF
TU | TU-BFF-AB | 42.9 | 3/4 IN. UNION FXF W/AUTO AIR VENT & BALL VLV
TU | TU-BFF-ABQ | 57.2 | 3/4 IN. UNION FXF W/AUTO VENT & DRAIN
TU | TU-BFF-ABQX | 67.1 | 3/4 IN. UNION FXF W/AUTO VENT, DRAIN & EXT. PT
TU | TU-BFF-ABX | 52.8 | 3/4 IN. UNION FXF W/AUTO VENT & EXT. PT
TU | TU-BFF-B | 34.1 | 3/4 IN. UNION FXF W/ BALL VALVE AIR VENT
TU | TU-BFF-O | 24.2 | 3/4 IN. UNION FXF LESS PT
TU | TU-BFF-OAB | 42.9 | 3/4 IN. UNION FXF LESS PT W/AUTO VENT
TU | TU-BFF-OABQ | 57.2 | 3/4 IN. UNION FXF LESS PT W/AUTO VENT & DRAIN
TU | TU-BFF-OB | 30.8 | 3/4 IN. UNION FXF LESS PT W/BALL VALVE AIR VENT
TU | TU-BFF-OQ | 38.5 | 3/4 IN. UNION FXF LESS PT W/DRAIN
TU | TU-BFF-OQV | 46.2 | 3/4 IN. UNION FXF LESS PT W/VENT & DRAIN
TU | TU-BFF-OQVX | 52.8 | 3/4 IN. UNION FXF LESS PT W/DRAIN, VENT & EXT. PT
TU | TU-BFF-OV | 28.6 | 3/4 IN. UNION FXF LESS PT W/VENT
TU | TU-BFF-OVX | 38.5 | 3/4 IN. UNION FXF LESS PT W/VENT & EXT. PT
TU | TU-BFF-Q | 41.8 | 3/4 IN. UNION FXF W/DRAIN
TU | TU-BFF-QO | 38.5 | 3/4 IN. TERMINATOR U FXF W/DRAIN LESS PT
TU | TU-BFF-QV | 46.2 | 3/4 IN. UNION FXF W/VENT & DRAIN
TU | TU-BFF-QVX | 62.7 | 3/4 IN. UNION FXF W/DRAIN, VENT & EXT. PT
TU | TU-BFF-QX | 48.4 | 3/4 IN. UNION FXF W/DRAIN & EXT. PT
TU | TU-BFF-V | 31.9 | 3/4 IN. UNION FXF W/VENT
TU | TU-BFF-VX | 48.4 | 3/4 IN. UNION FXF W/VENT & EXT. PT
TU | TU-BFF-X | 34.1 | 3/4 IN. UNION FXF W/EXT. PT
TU | TU-BFM | 27.5 | 3/4 IN. UNION FXM
TU | TU-BFM-AB | 42.9 | 3/4 IN. UNION FXM W/AUTO AIR VENT & BALL VLV
TU | TU-BFM-ABQ | 57.2 | 3/4 IN. UNION FXM W/AUTO VENT & DRAIN
TU | TU-BFM-ABQX | 67.1 | 3/4 IN. UNION FXM W/AUTO VENT, DRAIN & EXT. PT
TU | TU-BFM-ABX | 52.8 | 3/4 IN. UNION FXM W/AUTO VENT & EXT. PT
TU | TU-BFM-B | 38.5 | 3/4 IN. TERMINATOR U FXM W/BALL VLV VENT
TU | TU-BFM-BX | 51.7 | 3/4 IN. TERMINATOR U FXM W/EXT. PT & BALL VLV VENT
TU | TU-BFM-O | 24.2 | 3/4 IN. UNION FXM LESS PT
TU | TU-BFM-OAB | 42.9 | 3/4 IN. UNION FXM LESS PT W/AUTO VENT
TU | TU-BFM-OABQ | 57.2 | 3/4 IN. UNION FXM LESS PT W/AUTO VENT & DRAIN
TU | TU-BFM-OQ | 38.5 | 3/4 IN. UNION FXM LESS PT W/DRAIN
TU | TU-BFM-OQV | 46.2 | 3/4 IN. UNION FXM LESS PT W/VENT & DRAIN
TU | TU-BFM-OQVX | 52.8 | 3/4 IN. UNION FXM LESS PT W/DRAIN, VENT & EXT. PT
TU | TU-BFM-OV | 28.6 | 3/4 IN. UNION FXM LESS PT W/VENT
TU | TU-BFM-OVX | 38.5 | 3/4 IN. UNION FXM LESS PT W/VENT & EXT. PT
TU | TU-BFM-Q | 41.8 | 3/4 IN. UNION FXM W/DRAIN
TU | TU-BFM-QV | 46.2 | 3/4 IN. UNION FXM W/VENT & DRAIN
TU | TU-BFM-QVX | 52.8 | 3/4 IN. UNION FXM W/DRAIN, VENT & EXT. PT
TU | TU-BFM-QX | 51.7 | 3/4 IN. UNION FXM W/DRAIN & EXT. PT
TU | TU-BFM-V | 31.9 | 3/4 IN. UNION FXM W/VENT
TU | TU-BFM-VX | 45.1 | 3/4 IN. UNION FXM W/VENT & EXT. PT
TU | TU-BFM-X | 34.1 | 3/4 IN. UNION FXM W/EXT. PT
TU | TU-BFRC | 27.5 | 3/4 IN. UNION FXRC
TU | TU-BFRC-AB | 42.9 | 3/4 IN. UNION FXRC W/AUTO AIR VENT & BALL VLV
TU | TU-BFRC-ABQ | 57.2 | 3/4 IN. UNION FXRC W/AUTO VENT & DRAIN
TU | TU-BFRC-ABQX | 67.1 | 3/4 IN. UNION FXRC W/AUTO VENT, DRAIN & EXT. PT
TU | TU-BFRC-ABX | 52.8 | 3/4 IN. UNION FXRC W/AUTO VENT & EXT. PT
TU | TU-BFRC-O | 24.2 | 3/4 IN. UNION FXRC LESS PT
TU | TU-BFRC-OAB | 42.9 | 3/4 IN. UNION FXRC LESS PT W/AUTO VENT
TU | TU-BFRC-OABQ | 57.2 | 3/4 IN. UNION FXRC LESS PT W/AUTO VENT & DRAIN
TU | TU-BFRC-OB | 35.2 | 3/4 IN. UNION FXRC LESS PT W/BALL VLV VENT
TU | TU-BFRC-OQ | 38.5 | 3/4 IN. UNION FXRC LESS PT W/DRAIN
TU | TU-BFRC-OQV | 46.2 | 3/4 IN. UNION FXRC LESS PT W/VENT & DRAIN
TU | TU-BFRC-OQVX | 52.8 | 3/4 IN. UNION FXRC LESS PT W/DRAIN, VENT & EXT. PT
TU | TU-BFRC-OV | 28.6 | 3/4 IN. UNION FXRC LESS PT W/VENT
TU | TU-BFRC-OVX | 38.5 | 3/4 IN. UNION FXRC LESS PT W/VENT & EXT. PT
TU | TU-BFRC-Q | 41.8 | 3/4 IN. UNION FXRC W/DRAIN
TU | TU-BFRC-QV | 46.2 | 3/4 IN. UNION FXRC W/VENT & DRAIN
TU | TU-BFRC-QVX | 62.7 | 3/4 IN. UNION FXRC W/DRAIN, VENT & EXT. PT
TU | TU-BFRC-QX | 51.7 | 3/4 IN. UNION FXRC W/DRAIN & EXT. PT
TU | TU-BFRC-V | 31.9 | 3/4 IN. UNION FXRC W/VENT
TU | TU-BFRC-VX | 48.4 | 3/4 IN. UNION FXRC W/VENT & EXT. PT
TU | TU-BFRC-VX | 45.1 | 3/4 IN. UNION FXRC W/VENT & EXT. PT
TU | TU-BFRC-X | 37.4 | 3/4 IN. UNION FXRC W/EXT. PT
TU | TU-BFRF | 27.5 | 3/4 IN. UNION FXRF
TU | TU-BFRF-AB | 42.9 | 3/4 IN. UNION FXRF W/AUTO AIR VENT & BALL VLV
TU | TU-BFRF-ABQ | 57.2 | 3/4 IN. UNION FXRF W/AUTO VENT & DRAIN
TU | TU-BFRF-ABQX | 67.1 | 3/4 IN. UNION FXRF W/AUTO VENT, DRAIN & EXT. PT
TU | TU-BFRF-ABX | 52.8 | 3/4 IN. UNION FXRF W/AUTO VENT & EXT. PT
TU | TU-BFRF-B | 34.1 | 3/4 IN. UNION FXRF- BALL VALVE VENT
TU | TU-BFRF-O | 24.2 | 3/4 IN. UNION FXRF LESS PT
TU | TU-BFRF-OAB | 42.9 | 3/4 IN. UNION FXRF LESS PT W/AUTO VENT
TU | TU-BFRF-OABQ | 57.2 | 3/4 IN. UNION FXRF LESS PT W/AUTO VENT & DRAIN
TU | TU-BFRF-OQ | 41.8 | 3/4 IN. UNION FXRF LESS PT W/DRAIN
TU | TU-BFRF-OQV | 46.2 | 3/4 IN. UNION FXRF LESS PT W/VENT & DRAIN
TU | TU-BFRF-OQVX | 52.8 | 3/4 IN. UNION FXRF LESS PT W/DRAIN, VENT & EXT. PT
TU | TU-BFRF-OV | 28.6 | 3/4 IN. UNION FXRF LESS PT W/VENT
TU | TU-BFRF-OVX | 38.5 | 3/4 IN. UNION FXRF LESS PT W/VENT & EXT. PT
TU | TU-BFRF-Q | 41.8 | 3/4 IN. UNION FXRF W/DRAIN
TU | TU-BFRF-QV | 46.2 | 3/4 IN. UNION FXRF W/VENT & DRAIN
TU | TU-BFRF-QVX | 62.7 | 3/4 IN. UNION FXRF W/DRAIN, VENT & EXT. PT
TU | TU-BFRF-QX | 51.7 | 3/4 IN. UNION FXRF W/DRAIN & EXT. PT
TU | TU-BFRF-V | 31.9 | 3/4 IN. UNION FXRF W/VENT
TU | TU-BFRF-VX | 48.4 | 3/4 IN. UNION FXRF W/VENT & EXT. PT
TU | TU-BFRF-X | 37.4 | 3/4 IN. UNION FXRF W/EXT. PT
TU | TU-BFRM | 27.5 | 3/4 IN. UNION FXRM
TU | TU-BFRM-AB | 47.3 | 3/4 IN. UNION FXRM W/AUTO AIR VENT & BALL VLV
TU | TU-BFRM-ABQ | 57.2 | 3/4 IN. UNION FXRM W/AUTO VENT & DRAIN
TU | TU-BFRM-ABQX | 67.1 | 3/4 IN. UNION FXRM W/AUTO VENT, DRAIN & EXT. PT
TU | TU-BFRM-ABX | 52.8 | 3/4 IN. UNION FXRM W/AUTO VENT & EXT. PT
TU | TU-BFRM-B | 34.1 | 3/4 IN. TERMINATOR U FXRM W/BALL VALVE AIR VENT
TU | TU-BFRM-BX | 45.1 | 3/4 IN. TERMINATOR U FXRM W/BALL VALVE AIR VENT & EXT. PT
TU | TU-BFRM-O | 24.2 | 3/4 IN. UNION FXRM LESS PT
TU | TU-BFRM-OAB | 42.9 | 3/4 IN. UNION FXRM LESS PT W/AUTO VENT
TU | TU-BFRM-OABQ | 57.2 | 3/4 IN. UNION FXRM LESS PT W/AUTO VENT & DRAIN
TU | TU-BFRM-OQ | 38.5 | 3/4 IN. UNION FXRM LESS PT W/DRAIN
TU | TU-BFRM-OQV | 46.2 | 3/4 IN. UNION FXRM LESS PT W/VENT & DRAIN
TU | TU-BFRM-OQVX | 52.8 | 3/4 IN. UNION FXRM LESS PT W/DRAIN, VENT & EXT. PT
TU | TU-BFRM-OV | 28.6 | 3/4 IN. UNION FXRM LESS PT W/VENT
TU | TU-BFRM-OVX | 35.2 | 3/4 IN. UNION FXRM LESS PT W/VENT & EXT. PT
TU | TU-BFRM-Q | 41.8 | 3/4 IN. UNION FXRM W/DRAIN
TU | TU-BFRM-QV | 46.2 | 3/4 IN. UNION FXRM W/VENT & DRAIN
TU | TU-BFRM-QVX | 62.7 | 3/4 IN. UNION FXRM W/DRAIN, VENT & EXT. PT
TU | TU-BFRM-QX | 51.7 | 3/4 IN. UNION FXRM W/DRAIN & EXT. PT
TU | TU-BFRM-V | 31.9 | 3/4 IN. UNION FXRM W/VENT
TU | TU-BFRM-VX | 45.1 | 3/4 IN. UNION FXRM W/VENT & EXT. PT
TU | TU-BFRM-X | 34.1 | 3/4 IN. UNION FXRM W/EXT. PT
TU | TU-CC2RC | 33 | 1 IN. TERMINATOR U CX2RC
TU | TU-CC2RC-O | 29.7 | 1 IN. TERMINATOR U CX2RC LESS PT
TU | TU-CC2RC-OQ | 44 | 1 IN. TERMINATOR U CX2RC LESS PT W/DRAIN
TU | TU-CC2RC-Q | 47.3 | 1 IN. TERMINATOR U CX2RC W/DRAIN
TU | TU-CC2RC-QX | 53.9 | 1 IN. TERMINATOR U CX2RC W/DRAIN & EXT. PT
TU | TU-CC2RC-V | 37.4 | 1 IN. TERMINATOR U CX2RC W/VENT
TU | TU-CC2RF | 33 | 1 IN. TERMINATOR U CX2RF
TU | TU-CC2RF-O | 29.7 | 1 IN. TERMINATOR U CX2RF LESS PT
TU | TU-CC2RF-V | 37.4 | 1 IN. TERMINATOR U CX2RF W/VENT
TU | TU-CC2RF-X | 39.6 | 1 IN. TERMINATOR U CX2RF W/EXT. PT
TU | TU-CC2RM | 33 | 1 IN. TERMINATOR U CX2RM
TU | TU-CC2RM-B | 44 | 1 IN. TERMINATOR U CX2RM W/BALL VALVE AIR VENT
TU | TU-CC2RM-BX | 46.2 | 1 IN. TERMINATOR U CX2RM WI/ BALL VALVE AIR VENT & EXT. PT
TU | TU-CC2RM-O | 29.7 | 1 IN. TERMINATOR U CX2RM LESS PT
TU | TU-CC2RM-OQ | 44 | 1 IN. TERMINATOR U CX2RM LESS PT W/DRAIN
TU | TU-CC2RM-OV | 34.1 | 1 IN. TERMINATOR U CX2RM LESS PT W/VENT
TU | TU-CC2RM-OVX | 40.7 | 1 IN. TERMINATOR U CX2RM LESS PT W/ EXT. VENT
TU | TU-CC2RM-Q | 47.3 | 1 IN. TERMINATOR U CX2RM W/DRAIN
TU | TU-CC2RM-V | 37.4 | 1 IN. TERMINATOR U CX2RM W/VENT
TU | TU-CC2RM-VX | 50.6 | 1 IN. TERMINATOR U CX2RM W/EXT. VENT & EXT. PT
TU | TU-CC2RM-X | 39.6 | 1 IN. TERMINATOR U CX2RM W/EXT. PT
TU | TU-CCC | 33 | 1 IN. TERMINATOR U CXC
TU | TU-CCC-B | 44 | 1 IN. TERMINATOR U CXC W/BALL VALVE MANUAL VENT
TU | TU-CCC-O | 29.7 | 1 IN. TERMINATOR U CXC LESS PT
TU | TU-CCC-OB | 40.7 | 1 IN. UNION CXC LESS PT W/BALL VLV VENT
TU | TU-CCC-OQ | 44 | 1 IN. TERMINATOR U CXC LESS PT W/DRAIN
TU | TU-CCC-OV | 34.1 | 1 IN. TERMINATOR U CXC LESS PT W/VENT
TU | TU-CCC-Q | 47.3 | 1 IN. TERMINATOR U CXC W/DRAIN
TU | TU-CCC-QX | 53.9 | 1 IN. TERMINATOR U CXC W/DRAIN & EXT. PT
TU | TU-CCC-V | 37.4 | 1 IN. TERMINATOR U CXC W/VENT
TU | TU-CCC-VX | 50.6 | 1 IN. TERMINATOR U CXC W/EXT. VENT& EXT. PT
TU | TU-CCC-X | 39.6 | 1 IN. TERMINATOR U CXC W/EXT. PT
TU | TU-CCF | 33 | 1 IN. TERMINATOR U CXF
TU | TU-CCF-O | 29.7 | 1 IN. TERMINATOR U CXF LESS PT
TU | TU-CCF-OQ | 44 | 1 IN. TERMINATOR U CXF LESS PT W/DRAIN
TU | TU-CCF-OV | 34.1 | 1 IN. TERMINATOR U CXF LESS PT W/VENT
TU | TU-CCF-Q | 47.3 | 1 IN. TERMINATOR U CXF W/DRAIN
TU | TU-CCF-QX | 53.9 | 1 IN. TERMINATOR U CXF W/DRAIN, EXT. PT
TU | TU-CCF-V | 37.4 | 1 IN. TERMINATOR U CXF W/VENT
TU | TU-CCF-VX | 50.6 | 1 IN. TERMINATOR U CXF W/ EXT. VENT & EXT. PT
TU | TU-CCF-X | 39.6 | 1 IN. TERMINATOR U CXF W/EXT. PT
TU | TU-CCM | 33 | 1 IN. TERMINATOR U CXM
TU | TU-CCM-AB | 48.4 | 1 IN. TERMINATOR U CXM W/ AUTO AIR VENT BALL VALVE
TU | TU-CCM-B | 39.6 | 1 IN. TERMINATOR U CXM W/BALL VALVE VENT
TU | TU-CCM-BX | 46.2 | 1 IN. TERMINATOR U CXM W/BALL VLV VENT & EXT. PT
TU | TU-CCM-O | 29.7 | 1 IN. TERMINATOR U CXM LESS PT
TU | TU-CCM-OQ | 44 | 1 IN. TERMINATOR U CXM LESS PT W/DRAIN
TU | TU-CCM-OV | 34.1 | 1 IN. TERMINATOR U CXM LESS PT W/VENT
TU | TU-CCM-Q | 47.3 | 1 IN. TERMINATOR U CXM W/DRAIN
TU | TU-CCM-QX | 4.4 | 1 IN. TERMINATOR U CXM W/DRAIN, EXT. PT PORT
TU | TU-CCM-V | 37.4 | 1 IN. TERMINATOR U CXM W/VENT
TU | TU-CCM-VX | 50.6 | 1 IN. TERMINATOR U CXM W/ EXT. VENT & EXT. PT
TU | TU-CCM-X | 39.6 | 1 IN. TERMINATOR U CXM W/EXT. PT
TU | TU-CCRC | 33 | 1 IN. TERMINATOR U CXRC
TU | TU-CCRC-O | 29.7 | 1 IN. TERMINATOR U CXRC LESS PT
TU | TU-CCRC-OB | 40.7 | 1 IN. TERMINATOR U CXRC W/ BALL VALVE AIR VENT, LESS PT
TU | TU-CCRC-OQ | 44 | 1 IN. TERMINATOR U CXRC LESS PT W/DRAIN
TU | TU-CCRC-OV | 34.1 | 1 IN. TERMINATOR U CXRC LESS PT W/VENT
TU | TU-CCRC-Q | 47.3 | 1 IN. TERMINATOR U CXRC W/DRAIN
TU | TU-CCRC-QX | 53.9 | 1 IN. TERMINATOR U CXRC W/DRAIN & EXT. PT
TU | TU-CCRC-V | 37.4 | 1 IN. TERMINATOR U CXRC W/VENT
TU | TU-CCRF | 33 | 1 IN. TERMINATOR U CXRF
TU | TU-CCRF-O | 29.7 | 1 IN. TERMINATOR U CXRF LESS PT
TU | TU-CCRF-OQ | 44 | 1 IN. TERMINATOR U CXRF LESS PT W/DRAIN
TU | TU-CCRF-OV | 34.1 | 1 IN. TERMINATOR U CXRF LESS PT W/VENT
TU | TU-CCRF-Q | 47.3 | 1 IN. TERMINATOR U CXRF W/DRAIN
TU | TU-CCRF-QX | 53.9 | 1 IN. TERMINATOR U CXRF W/DRAIN, EXT. PT PORT
TU | TU-CCRF-V | 37.4 | 1 IN. TERMINATOR U CXRF W/VENT
TU | TU-CCRM | 33 | 1 IN. TERMINATOR U CXRM
TU | TU-CCRM-B | 44 | 1 IN. TERMINATOR U CXRM W/BALL VALVE AIR VENT
TU | TU-CCRM-BX | 57.2 | 1 IN. TERMINATOR U CXRM W/EXT. BALL VALVE & EXT. PT
TU | TU-CCRM-O | 29.7 | 1 IN. TERMINATOR U CXRF LESS PT
TU | TU-CCRM-OV | 34.1 | 1 IN. TERMINATOR U CXRF LESS PT W/VENT
TU | TU-CCRM-Q | 47.3 | 1 IN. TERMINATOR U CXRF W/DRAIN
TU | TU-CCRM-QX | 53.9 | 1 IN. TERMINATOR U CXRM W/DRAIN & EXT. PT
TU | TU-CCRM-V | 37.4 | 1 IN. TERMINATOR U CXRM W/VENT
TU | TU-CCRM-VX | 50.6 | 1 IN. TERMINATOR U CXRM W/EXT. VENT & EXT. PT
TU | TU-CCRM-X | 39.6 | 1 IN. TERMINATOR U CXRM W/EXT. PT
TU | TU-CF2RC | 33 | 1 IN. TERMINATOR U FX2RC
TU | TU-CF2RC-O | 29.7 | 1 IN. TERMINATOR U FX2RC LESS PT
TU | TU-CF2RC-OQ | 44 | 1 IN. TERMINATOR U FX2RC LESS PT W/DRAIN
TU | TU-CF2RC-Q | 47.3 | 1 IN. TERMINATOR U FX2RC W/DRAIN
TU | TU-CF2RF | 33 | 1 IN. TERMINATOR U FX2RF
TU | TU-CF2RF-V | 37.4 | 1 IN. TERMINATOR U FX2RF W/VENT
TU | TU-CF2RF-VX | 50.6 | 1 IN. TERMINATOR U FX2RF W/ EXT. PT & VENT
TU | TU-CF2RM | 33 | 1 IN. TERMINATOR U FX2RM
TU | TU-CF2RM-ABX | 66 | 1 IN. UNION FX2RM W/AUTO VENT & EXT. PT
TU | TU-CF2RM-B | 39.6 | 1 IN. TERMINATOR U FX2RM W/BALL VALVE AIR VENT
TU | TU-CF2RM-BX | 46.2 | 1 IN. TERMINATOR U FX2RM W/BALL VALVE AIR VENT W/EXT. PT
TU | TU-CF2RM-O | 29.7 | 1 IN. TERMINATOR U FX2RM LESS PT
TU | TU-CF2RM-OV | 34.1 | 1 IN. TERMINATOR U FX2RM LESS PT W/VENT
TU | TU-CF2RM-OVX | 40.7 | 1 IN. TERMINATOR U FX2RM LESS PT W/EXT. VENT
TU | TU-CF2RM-Q | 47.3 | 1 IN. TERMINATOR U FX2RM W/DRAIN
TU | TU-CF2RM-QX | 53.9 | 1 IN. TERMINATOR U FX2RM W/DRAIN & EXT PT PORT
TU | TU-CF2RM-V | 37.4 | 1 IN. TERMINATOR U FX2RM W/VENT
TU | TU-CF2RM-VX | 50.6 | 1 IN. TERMINATOR U FX2RM W/EXT. VENT & EXT. PT
TU | TU-CF2RM-X | 39.6 | 1 IN. TERMINATOR U FX2RM W/EXT. PT
TU | TU-CFC | 33 | 1 IN. TERMINATOR U FXC
TU | TU-CFC-O | 29.7 | 1 IN. TERMINATOR U FXC LESS PT
TU | TU-CFC-OQ | 44 | 1 IN. TERMINATOR U FXC LESS PT W/DRAIN
TU | TU-CFC-OV | 34.1 | 1 IN. TERMINATOR U FXC LESS PT W/VENT
TU | TU-CFC-Q | 47.3 | 1 IN. TERMINATOR U FXC W/DRAIN
TU | TU-CFC-V | 37.4 | 1 IN. TERMINATOR U FXC W/VENT
TU | TU-CFF | 33 | 1 IN. TERMINATOR U FXF
TU | TU-CFF-ABQ | 62.7 | 1 IN. TERMINATOR U FXF W/ AUTO AIR VENT & BLOW DOWN DRAIN
TU | TU-CFF-B | 39.6 | 1 IN. TERMINATOR U FXF W/BALL VALVE AIR VENT
TU | TU-CFF-O | 40.7 | 1 IN. TERMINATOR U FXF LESS PT
TU | TU-CFF-OB | 36.3 | 1 IN. TERMINATOR U FXF LESS PT W/BALL VALVE AIR VENT
TU | TU-CFF-OQ | 44 | 1 IN. TERMINATOR U FXF LESS PT W/DRAIN
TU | TU-CFF-OV | 34.1 | 1 IN. TERMINATOR U FXF LESS PT W/VENT
TU | TU-CFF-Q | 47.3 | 1 IN. TERMINATOR U FXF W/DRAIN
TU | TU-CFF-QX | 53.9 | 1 IN. TERMINATOR U FXM W/BLOWDOWN & EXT. PT
TU | TU-CFF-V | 37.4 | 1 IN. TERMINATOR U FXF W/VENT
TU | TU-CFM | 33 | 1 IN. TERMINATOR U FXM
TU | TU-CFM-AB | 48.4 | 1 IN. TERMINATOR U FXM W/ AUTO AIR VENT
TU | TU-CFM-ABQ | 62.7 | 1 IN. TERMINATOR U FXM W/ AUTO AIR VENT & BLOW DOWN DRAIN
TU | TU-CFM-ABX | 55 | 1 IN. TERMINATOR U FXM W/ AUTO AIR VENT & EXT. PT
TU | TU-CFM-B | 39.6 | 1 IN. TERMINATOR U FXM W/BALL VALVE VENT
TU | TU-CFM-BX | 50.6 | 1 IN. TERMINATOR U FXM W/BALL VALVE VENT & EXT. PT
TU | TU-CFM-O | 29.7 | 1 IN. TERMINATOR U FXM LESS PT
TU | TU-CFM-OQ | 44 | 1 IN. TERMINATOR U FXM LESS PT W/DRAIN
TU | TU-CFM-OV | 34.1 | 1 IN. TERMINATOR U FXM LESS PT W/VENT
TU | TU-CFM-OVX | 40.7 | 1 IN. TERMINATOR U FXM LESS PT W/EXT. VENT
TU | TU-CFM-Q | 47.3 | 1 IN. TERMINATOR U FXM W/DRAIN
TU | TU-CFM-QV | 40.7 | 1 IN. TERMINATOR U FXM W/VENT & BLOWDOWN DRAIN
TU | TU-CFM-QVX | 66 | 1 IN. TERMINATOR U FXM W/EXT. PT PORT, VENT, & DRAIN
TU | TU-CFM-V | 37.4 | 1 IN. TERMINATOR U FXM W/VENT
TU | TU-CFM-VX | 50.6 | 1 IN. TERMINATOR U FXM W/EXT. PT & VENT
TU | TU-CFM-X | 39.6 | 1 IN. TERMINATOR U FXM W/EXT. PT
TU | TU-CFRC | 33 | 1 IN. TERMINATOR U FXRC
TU | TU-CFRC-O | 29.7 | 1 IN. TERMINATOR U FXRC LESS PT
TU | TU-CFRC-OQ | 44 | 1 IN. TERMINATOR U FXRC LESS PT W/DRAIN
TU | TU-CFRC-OV | 34.1 | 1 IN. TERMINATOR U FXRC LESS PT W/VENT
TU | TU-CFRC-Q | 47.3 | 1 IN. TERMINATOR U FXRC W/DRAIN
TU | TU-CFRC-V | 37.4 | 1 IN. TERMINATOR U FXRC W/VENT
TU | TU-CFRC-VX | 50.6 | 1 IN. TERMINATOR U FXRC W/EXT. VENT & EXT. PT
TU | TU-CFRF | 33 | 1 IN. TERMINATOR U FXRF
TU | TU-CFRF-B | 39.6 | 1 IN. TERMINATOR U FXRF W. BALL VALVE VENT
TU | TU-CFRF-O | 29.7 | 1 IN. TERMINATOR U FXRF LESS PT
TU | TU-CFRF-OB | 36.3 | 1 IN. TERMINATOR U FXRF LESS PT W/ BALL VALVE AIR VENT
TU | TU-CFRF-OQ | 44 | 1 IN. TERMINATOR U FXRF LESS PT W/DRAIN
TU | TU-CFRF-OV | 34.1 | 1 IN. TERMINATOR U FXRF LESS PT W/VENT
TU | TU-CFRF-Q | 47.3 | 1 IN. TERMINATOR U FXRF W/DRAIN
TU | TU-CFRF-V | 37.4 | 1 IN. TERMINATOR U FXRF W/VENT
TU | TU-CFRM | 33 | 1 IN. TERMINATOR U FXRM
TU | TU-CFRM-AB | 52.8 | 1 IN. TERMINATOR U FXRM W/ AUTO AIR VENT & BALL VLV
TU | TU-CFRM-ABX | 55 | 1 IN. TERM U FXRM W/ AUTO AIR VENT & BALL VLV , EXT. PTS
TU | TU-CFRM-B | 44 | 1 IN. TERMINATOR U FXRM
TU | TU-CFRM-BX | 50.6 | 1 IN. TERMINATOR U FXRM W/BALL VALVE VENT & EXT. PT
TU | TU-CFRM-O | 29.7 | 1 IN. TERMINATOR U FXRM LESS PT
TU | TU-CFRM-OQ | 44 | 1 IN. TERMINATOR U FXRM LESS PT W/DRAIN
TU | TU-CFRM-OV | 34.1 | 1 IN. TERMINATOR U FXRM LESS PT W/VENT
TU | TU-CFRM-OVX | 40.7 | 1 IN. TERMINATOR U FXRM LESS PT W/EXT. VENT
TU | TU-CFRM-Q | 47.3 | 1 IN. TERMINATOR U FXRM W/DRAIN
TU | TU-CFRM-V | 37.4 | 1 IN. TERMINATOR U FXRM W/VENT
TU | TU-CFRM-VX | 50.6 | 1 IN. TERMINATOR U FXRM W/EXT. VENT & EXT. PT
TU | TU-CFRM-X | 39.6 | 1 IN. TERMINATOR U FXRM W/EXT. PT
TU | TU-DC2RC | 46.2 | 1-1/4 IN. TERMINATOR U CX2RC
TU | TU-DC2RC-Q | 61.6 | 1-1/4 IN. TERMINATOR U CX2RC W/DRAIN
TU | TU-DC2RC-V | 51.7 | 1-1/4 IN. TERMINATOR U CX2RC W/VENT
TU | TU-DC2RF | 46.2 | 1-1/4 IN. TERMINATOR U CX2RF
TU | TU-DC2RF-B | 53.9 | 1-1/4 IN. TERMINATOR U CX2RF W/ BALL VALVE AIR VENT
TU | TU-DC2RF-BX | 60.5 | 1-1/4 IN. TERMINATOR U CX2RF W/EXT. PT & BALL VALVE VENT
TU | TU-DC2RF-O | 44 | 1-1/4 IN. TERMINATOR U CX2RF LESS PT
TU | TU-DC2RF-OV | 48.4 | 1-1/4 IN. TERMINATOR U CX2RF LESS PT W/VENT
TU | TU-DC2RF-OVX | 55 | 1-1/4 IN. TERMINATOR U CX2RF LESS PT W/EXT. VENT
TU | TU-DC2RF-Q | 61.6 | 1-1/4 IN. TERMINATOR U CX2RF W/DRAIN
TU | TU-DC2RF-QX | 68.2 | 1-1/4 IN. TERMINATOR U CX2RF W/DRAIN & EXT. PT PORT
TU | TU-DC2RF-V | 51.7 | 1-1/4 IN. TERMINATOR U CX2RF W/VENT
TU | TU-DC2RF-X | 53.9 | 1-1/4 IN. TERMINATOR U CX2RF W/EXT. PT
TU | TU-DC2RM | 46.2 | 1-1/4 IN. TERMINATOR U CX2RM
TU | TU-DC2RM-B | 58.3 | 1-1/4 IN. TERMINATOR U CX2RM W/BALL VLV AIR VENT
TU | TU-DC2RM-BX | 64.9 | 1-1/4 IN. TERMINATOR U CX2RM W/EXT. PT
TU | TU-DC2RM-O | 44 | 1-1/4 IN. TERMINATOR U CX2RM LESS PT
TU | TU-DC2RM-OQ | 58.3 | 1-1/4 IN. TERMINATOR U CX2RM LESS PT W/DRAIN
TU | TU-DC2RM-OV | 48.4 | 1-1/4 IN. TERMINATOR U CX2RM LESS PT W/VENT
TU | TU-DC2RM-OVX | 55 | 1-1/4 IN. TERMINATOR U CX2RM LESS PT W/EXT. VENT
TU | TU-DC2RM-Q | 61.6 | 1-1/4 IN. TERMINATOR U CX2RM W/DRAIN
TU | TU-DC2RM-V | 51.7 | 1-1/4 IN. TERMINATOR U CX2RM W/VENT
TU | TU-DC2RM-VX | 64.9 | 1-1/4 IN. TERMINATOR U CX2RM W/EXT. VENT & EXT. PT
TU | TU-DC2RM-X | 53.9 | 1-1/4 IN. TERMINATOR U CX2RM W/EXT. PT
TU | TU-DCC | 47.3 | 1-1/4 IN. TERMINATOR U CXC
TU | TU-DCC-O | 44 | 1-1/4 IN. TERMINATOR U CXC LESS PT
TU | TU-DCC-OQ | 57.2 | 1-1/4 IN. TERMINATOR U CXC LESS PT W/DRAIN
TU | TU-DCC-OV | 48.4 | 1-1/4 IN. TERMINATOR U CXC LESS PT W/VENT
TU | TU-DCC-Q | 61.6 | 1-1/4 IN. TERMINATOR U CXC W/DRAIN
TU | TU-DCC-QX | 68.2 | 1-1/4 IN. TERMINATOR U CXC W/DRAIN & EXT. PT
TU | TU-DCC-V | 51.7 | 1-1/4 IN. TERMINATOR U CXC W/VENT
TU | TU-DCC-X | 53.9 | 1-1/4 IN. TERMINATOR U CXC W/EXT. PT
TU | TU-DCF | 47.3 | 1-1/4 IN. TERMINATOR U CXF
TU | TU-DCF-O | 44 | 1-1/4 IN. TERMINATOR U CXF LESS PT
TU | TU-DCF-OB | 50.6 | 1-1/4 IN. UNION CXF LESS PT W/BALL VLV VENT
TU | TU-DCF-OQ | 58.3 | 1-1/4 IN. TERMINATOR U CXF LESS PT W/ DRAIN
TU | TU-DCF-OV | 48.4 | 1-1/4 IN. TERMINATOR U CXF LESS PT W/VENT
TU | TU-DCF-OVX | 55 | 1-1/4 IN. TERMINATOR U CXF LESS PT W/EXT. VENT
TU | TU-DCF-Q | 61.6 | 1-1/4 IN. TERMINATOR U CXF W/DRAIN
TU | TU-DCF-V | 51.7 | 1-1/4 IN. TERMINATOR U CXF W/VENT
TU | TU-DCM | 47.3 | 1-1/4 IN. TERMINATOR U CXM
TU | TU-DCM-B | 53.9 | 1-1/4 IN. TERMINATOR U CXM W/ BALL VALVE AIR VENT
TU | TU-DCM-O | 44 | 1-1/4 IN. TERMINATOR U CXM LESS PT
TU | TU-DCM-OQ | 58.3 | 1-1/4 IN. TERMINATOR U CXM LESS PT W/DRAIN
TU | TU-DCM-Q | 61.6 | 1-1/4 IN. TERMINATOR U CXM W/DRAIN
TU | TU-DCM-QX | 68.2 | 1-1/4 IN. TERMINATOR U CXM W/DRAIN, & EXT. PT
TU | TU-DCM-V | 51.7 | 1-1/4 IN. TERMINATOR U CXM W/VENT
TU | TU-DCM-VX | 64.9 | 1-1/4 TERMINATOR U CXM W/EXT. VENT & EXT. PT
TU | TU-DCM-X | 53.9 | 1-1/4 TERMINATOR U CXM W/EXT. PT
TU | TU-DCRC | 47.3 | 1-1/4 IN. TERMINATOR U CXRC
TU | TU-DCRC-O | 44 | 1-1/4 IN. TERMINATOR U CXRC LESS PT
TU | TU-DCRC-OV | 48.4 | 1-1/4 IN. TERMINATOR U CXRC LESS PT W/VENT
TU | TU-DCRC-Q | 61.6 | 1-1/4 IN. TERMINATOR U CXRC W/DRAIN
TU | TU-DCRC-V | 51.7 | 1-1/4 IN. TERMINATOR U CXRC W/VENT
TU | TU-DCRF | 47.3 | 1-1/4 IN. TERMINATOR U CXRF
TU | TU-DCRF-O | 44 | 1-1/4 IN. TERMINATOR U CXRF LESS PT
TU | TU-DCRF-OV | 48.4 | 1-1/4 IN. TERMINATOR U CXRF LESS PT W/VENT
TU | TU-DCRF-Q | 61.6 | 1-1/4 IN. TERMINATOR U CXRF W/DRAIN
TU | TU-DCRF-V | 51.7 | 1-1/4 IN. TERMINATOR U CXRF W/VENT
TU | TU-DCRM | 47.3 | 1-1/4 IN. TERMINATOR U CXRM
TU | TU-DCRM-B | 58.3 | 1-1/4 IN. TERMINATOR U CXRM W/BALL VALVE VENT
TU | TU-DCRM-BX | 64.9 | 1-1/4 IN. TERMINATOR U CXRM W/BALL VALVE VENT W/EXT.
TU | TU-DCRM-O | 44 | 1-1/4 IN. TERMINATOR U CXRM LESS PT
TU | TU-DCRM-OQ | 58.3 | 1-1/4 IN. TERMINATOR U CXRM LESS PT W/DRAIN
TU | TU-DCRM-OV | 48.4 | 1-1/4 IN. TERMINATOR U CXRM LESS PT W/VENT
TU | TU-DCRM-OVX | 55 | 1-1/4 IN. TERMINATOR U CXRM W/EXT. VENT, LESS PT PORT
TU | TU-DCRM-Q | 61.6 | 1-1/4 IN. TERMINATOR U CXRM W/DRAIN
TU | TU-DCRM-V | 51.7 | 1-1/4 IN. TERMINATOR U CXRM W/VENT
TU | TU-DCRM-VX | 64.9 | 1-1/4 IN. TERMINATOR U CXRM W/EXT. VENT & EXT. PT
TU | TU-DCRM-X | 53.9 | 1-1/4 IN. TERMINATOR U CXRM W/EXT. PT
TU | TU-DF2RC | 47.3 | 1-1/4 IN. TERMINATOR U FX2RC
TU | TU-DF2RC-O | 44 | 1-1/4 IN. TERMINATOR U FX2RC LESS PT
TU | TU-DF2RC-Q | 61.6 | 1-1/4 IN. TERMINATOR U FX2RC W/DRAIN
TU | TU-DF2RC-V | 51.7 | 1-1/4 IN. TERMINATOR U FX2RC W/VENT
TU | TU-DF2RF | 47.3 | 1-1/4 IN. TERMINATOR U FX2RF
TU | TU-DF2RF-B | 58.3 | 1-1/4 IN. TERMINATOR U FX2RF W/BALL VLV VENT
TU | TU-DF2RF-BX | 64.9 | 1-1/4 IN. TERMINATOR U FX2RF W/BALL VLV VENT & EXT. PT
TU | TU-DF2RF-O | 44 | 1-1/4 IN. TERMINATOR U FX2RF LESS PT
TU | TU-DF2RF-OV | 48.4 | 1-1/4 IN. TERMINATOR U FX2RF LESS PT W/VENT
TU | TU-DF2RF-Q | 61.6 | 1-1/4 IN. TERMINATOR U FX2RF W/DRAIN
TU | TU-DF2RF-V | 51.7 | 1-1/4 IN. TERMINATOR U FX2RF W/VENT
TU | TU-DF2RF-VX | 64.9 | 1-1/4 IN. TERMINATOR U FX2RF W/EXT. VENT & EXT. PT
TU | TU-DF2RF-X | 53.9 | 1-1/4 IN. TERMINATOR U FX2RF W/ EXT. PT PORTS
TU | TU-DF2RM | 47.3 | 1-1/4 IN. TERMINATOR U FX2RM
TU | TU-DF2RM-ABX | 69.3 | 1-1/4 IN. TERMINATOR U FX2RM W/AUTOBALL VLV AIR VENT, EXT PT
TU | TU-DF2RM-B | 60.5 | 1-1/4 IN. TERMINATOR U FXRM W/BALL VALVE VENT
TU | TU-DF2RM-BX | 71.5 | 1-1/4 IN. TERMINATOR U FXRM W/EXT. BALL VALVE VENT & EXT. PT
TU | TU-DF2RM-O | 44 | 1-1/4 IN. TERMINATOR U FX2RM LESS PT
TU | TU-DF2RM-OQ | 58.3 | 1-1/4 IN. TERMINATOR U FX2RM LESS PT W/DRAIN
TU | TU-DF2RM-OV | 48.4 | 1-1/4 IN. TERMINATOR U FX2RM LESS PT W/VENT
TU | TU-DF2RM-OVX | 55 | 1-1/4 IN. TERMINATOR U FX2RM LESS PT W/EXT. VENT
TU | TU-DF2RM-Q | 61.6 | 1-1/4 IN. TERMINATOR U FX2RM W/DRAIN
TU | TU-DF2RM-V | 51.7 | 1-1/4 IN. TERMINATOR U FX2RM W/VENT
TU | TU-DF2RM-VX | 64.9 | 1-1/4 IN. TERMINATOR U FX2RM W/EXT. VENT & EXT. PT
TU | TU-DF2RM-X | 53.9 | 1-1/4 IN. TERMINATOR U FX2RM W/ EXT. PT
TU | TU-DFC | 47.3 | 1-1/4 IN. TERMINATOR U FXC
TU | TU-DFC-O | 44 | 1-1/4 IN. TERMINATOR U FXC LESS PT
TU | TU-DFC-OQ | 58.3 | 1-1/4 IN. TERMINATOR U FXC LESS PT W/DRAIN
TU | TU-DFC-Q | 61.6 | 1-1/4 IN. TERMINATOR U FXC W/DRAIN
TU | TU-DFC-V | 51.7 | 1-1/4 IN. TERMINATOR U FXC W/VENT
TU | TU-DFF | 47.3 | 1-1/4 IN. TERMINATOR U FXF
TU | TU-DFF-B | 53.9 | 1-1/4 IN. TERMINATOR U FXF W/BVLV AIR VENT
TU | TU-DFF-BX | 60.5 | 1-1/4 IN. TERMINATOR U FXF W/BVLV AIR VENT & EXT. PT
TU | TU-DFF-O | 44 | 1-1/4 IN. TERMINATOR U FXF LESS PT
TU | TU-DFF-OQ | 58.3 | 1-1/4 IN. TERMINATOR U FXF LESS PT W/DRAIN
TU | TU-DFF-OV | 48.4 | 1-1/4 IN. TERMINATOR U FXF LESS PT W/VENT
TU | TU-DFF-Q | 61.6 | 1-1/4 IN. TERMINATOR U FXF W/DRAIN
TU | TU-DFF-V | 51.7 | 1-1/4 IN. TERMINATOR U FXF W/VENT
TU | TU-DFF-X | 53.9 | 1-1/4 IN. TERMINATOR U FXF W/EXT. PT
TU | TU-DFM | 47.3 | 1-1/4 IN. TERMINATOR U FXM
TU | TU-DFM-ABX | 69.3 | 1-1/4 IN. TERMINATOR U FXM W/EXT. PT, AUTO AIR VENT
TU | TU-DFM-B | 53.9 | 1-1/4 IN. TERMINATOR U FXM W/ BALL VALVE AIR VENT
TU | TU-DFM-BQX | 74.8 | 1-1/4 IN. TERMINATOR U FXM W/ BVLV AIR VENT, DRAIN & EXT PT
TU | TU-DFM-BX | 60.5 | 1-1/4 IN. TERMINATOR U FXM W/ BALL VALVE AIR VENT, EXT PT
TU | TU-DFM-O | 44 | 1-1/4 IN. TERMINATOR U FXM LESS PT
TU | TU-DFM-OQ | 58.3 | 1-1/4 IN. TERMINATOR U FXM LESS PT W/DRAIN
TU | TU-DFM-OV | 48.4 | 1-1/4 IN. TERMINATOR U FXM LESS PT W/VENT
TU | TU-DFM-Q | 61.6 | 1-1/4 IN. TERMINATOR U FXM W/DRAIN
TU | TU-DFM-QV | 66 | 1-1/4 IN. TERMINATOR U FXM W/VENT & BLOWDOWN DRAIN
TU | TU-DFM-V | 51.7 | 1-1/4 IN. TERMINATOR U FXM W/VENT
TU | TU-DFM-VX | 64.9 | 1-1/4 IN. TERMINATOR U FXM W/EXT. VENT & EXT. PT
TU | TU-DFM-X | 53.9 | 1-1/4 IN. TERMINATOR U FXM W/EXT. PT
TU | TU-DFRC | 47.3 | 1-1/4 IN. TERMINATOR U FXRC
TU | TU-DFRC-O | 44 | 1-1/4 IN. TERMINATOR U FXRC LESS PT
TU | TU-DFRC-OQ | 58.3 | 1-1/4 IN. TERMINATOR U FXRC LESS PT W/DRAIN
TU | TU-DFRC-Q | 61.6 | 1-1/4 IN. TERMINATOR U FXRC W/DRAIN
TU | TU-DFRC-V | 51.7 | 1-1/4 IN. TERMINATOR U FXRC W/VENT
TU | TU-DFRF | 47.3 | 1-1/4 IN. TERMINATOR U FXRF
TU | TU-DFRF-B | 53.9 | 1-1/4 IN. TERMINATOR U FXRF W/ BALL VALVE AIR VENT
TU | TU-DFRF-O | 44 | 1-1/4 IN. TERMINATOR U FXRF LESS PT
TU | TU-DFRF-OV | 48.4 | 1-1/4 IN. TERMINATOR U FXRF LESS PT W/VENT
TU | TU-DFRF-Q | 61.6 | 1-1/4 IN. TERMINATOR U FXRF W/DRAIN
TU | TU-DFRF-V | 51.7 | 1-1/4 IN. TERMINATOR U FXRF W/VENT
TU | TU-DFRM | 47.3 | 1-1/4 IN. TERMINATOR U FXRM
TU | TU-DFRM-ABX | 69.3 | 1-1/4 IN. TERMINATOR U FXRM W/AUTO BALL VLV AIR VENT, EXT PT
TU | TU-DFRM-B | 58.3 | 1-1/4 IN. TERMINATOR U FXRM W/BALL VLV AIR VENT
TU | TU-DFRM-BQX | 74.8 | 1-1/4 IN. TERMINATOR U FXRM W/ BVLV AIR VENT, DRAIN & EXT PT
TU | TU-DFRM-O | 44 | 1-1/4 IN. TERMINATOR U FXRM LESS PT
TU | TU-DFRM-OV | 48.4 | 1-1/4 IN. TERMINATOR U FXRM LESS PT W/VENT
TU | TU-DFRM-Q | 61.6 | 1-1/4 IN. TERMINATOR U FXRM W/DRAIN
TU | TU-DFRM-V | 51.7 | 1-1/4 IN. TERMINATOR U FXRM W/VENT
TU | TU-DFRM-VX | 64.9 | 1-1/4 IN. TERMINATOR U FXRM W/EXT. VENT & EXT. PT
TU | TU-DFRM-X | 53.9 | 1-1/4 IN. TERMINATOR U FXRM W/ EXT. PT PORT
TU | TU-EC2RC | 62.7 | 1-1/2 IN. TERMINATOR U CX2RC
TU | TU-EC2RC-B | 69.3 | 1-1/2 IN. TERMINATOR U CX2RC W/ BALL VALVE AIR VENT
TU | TU-EC2RC-Q | 77 | 1-1/2 IN. TERMINATOR U CX2RC W/DRAIN
TU | TU-EC2RC-V | 67.1 | 1-1/2 IN. TERMINATOR U CX2RC W/VENT
TU | TU-EC2RF | 62.7 | 1-1/2 IN. TERMINATOR U CX2RF
TU | TU-EC2RF-B | 69.3 | 1-1/2 TERMINATOR U CX2RF W/ BALL VALVE VENT
TU | TU-EC2RF-BX | 79.2 | 1-1/2 TERMINATOR U CX2RF W/EXT. BALL VALVE VENT & EXT PT
TU | TU-EC2RF-O | 59.4 | 1-1/2 IN. TERMINATOR U CX2RF LESS PT
TU | TU-EC2RF-OV | 63.8 | 1-1/2 IN. TERMINATOR U CX2RF LESS PT W/VENT
TU | TU-EC2RF-OVX | 70.4 | 1-1/2 IN. TERMINATOR U CX2RF LESS PT W/ EXT. VENT
TU | TU-EC2RF-Q | 77 | 1-1/2 IN. TERMINATOR U CX2RF W/DRAIN
TU | TU-EC2RF-QX | 83.6 | 1-1/2 IN. TERMINATOR U CX2RF W/DRAIN & EXT. PT PORT
TU | TU-EC2RF-V | 67.1 | 1-1/2 IN. TERMINATOR U CX2RF W/VENT
TU | TU-EC2RF-VX | 80.3 | 1-1/2 IN. TERMINATOR U CX2RF W/EXT. VENT & EXT PT
TU | TU-EC2RF-X | 69.3 | 1-1/2 IN. TERMINATOR U CX2RF W/EXT. PT
TU | TU-EC2RM | 62.7 | 1-1/2 IN. TERMINATOR U CX2RM
TU | TU-EC2RM-B | 69.3 | 1-1/2 TERMINATOR U CX2RM W/ BALL VALVE VENT
TU | TU-EC2RM-BX | 80.3 | 1-1/2 TERMINATOR U CX2RM W/EXT. BALL VALVE VENT & EXT PT
TU | TU-EC2RM-O | 59.4 | 1-1/2 IN. TERMINATOR U CX2RM LESS PT
TU | TU-EC2RM-OV | 63.8 | 1-1/2 IN. TERMINATOR U CX2RM LESS PT W/VENT
TU | TU-EC2RM-OVX | 70.4 | 1-1/2 IN. TERMINATOR U CX2RM LESS PT W/EXT. VENT
TU | TU-EC2RM-Q | 154 | 1-1/2 IN. TERMINATOR U CX2RM W/BLOW DOWN DRAIN
TU | TU-EC2RM-V | 67.1 | 1-1/2 IN. TERMINATOR U CX2RM W/VENT
TU | TU-EC2RM-VX | 80.3 | 1-1/2 TERMINATOR U CX2RM W/EXT. VENT & EXT PT
TU | TU-EC2RM-X | 69.3 | 1-1/2 IN. TERMINATOR U CX2RM W/EXT. PT
TU | TU-EC3RF-V | 67.1 | 1-1/2 IN. TERMINATOR U CX3RF W/VENT
TU | TU-EC3RM-O | 59.4 | 1-1/2 IN. TERMINATOR U CX3RM LESS PT
TU | TU-ECC | 62.7 | 1-1/2 IN. TERMINATOR U CXC
TU | TU-ECC-O | 59.4 | 1-1/2 IN. TERMINATOR U CXC LESS PT
TU | TU-ECC-OQ | 73.7 | 1-1/2 IN. TERMINATOR U CXC LESS PT W/DRAIN
TU | TU-ECC-OV | 63.8 | 1-1/2 IN. TERMINATOR U CXC LESS PT W/VENT
TU | TU-ECC-Q | 77 | 1-1/2 IN. TERMINATOR U CXC W/DRAIN
TU | TU-ECC-QX | 83.6 | 1-1/2 IN. TERMINATOR U CXC W/ DRAIN & EXT. PT
TU | TU-ECC-V | 67.1 | 1-1/2 IN. TERMINATOR U CXC W/VENT
TU | TU-ECC-X | 69.3 | 1-1/2 IN. TERMINATOR U CXC W/EXT. PT
TU | TU-ECF | 62.7 | 1-1/2 IN. TERMINATOR U CXF
TU | TU-ECF-O | 59.4 | 1-1/2 IN. TERMINATOR U CXF LESS PT
TU | TU-ECF-OQ | 73.7 | 1-1/2 IN. TERMINATOR U CXF LESS PT W/DRAIN
TU | TU-ECF-OV | 63.8 | 1-1/2 IN. TERMINATOR U CXF LESS PT W/VENT
TU | TU-ECF-Q | 77 | 1-1/2 IN. TERMINATOR U CXF W/DRAIN
TU | TU-ECF-V | 67.1 | 1-1/2 IN. TERMINATOR U CXF W/VENT
TU | TU-ECF-X | 69.3 | 1-1/2 IN. TERMINATOR U CXF W/EXT. PT
TU | TU-ECM | 62.7 | 1-1/2 IN. TERMINATOR U CXM
TU | TU-ECM-B | 73.7 | 1-1/2 IN. TERMINATOR U CXM W/BALL VALVE VENT
TU | TU-ECM-BX | 77 | 1-1/2 IN. TERMINATOR U CXM W/BALL VALVE VENT
TU | TU-ECM-O | 59.4 | 1-1/2 IN. TERMINATOR U CXM LESS PT
TU | TU-ECM-OQ | 73.7 | 1-1/2 IN. TERMINATOR U CXM LESS PT W/DRAIN
TU | TU-ECM-OV | 63.8 | 1-1/2 IN. TERMINATOR U CXM LESS PT W/VENT
TU | TU-ECM-Q | 77 | 1-1/2 IN. TERMINATOR U CXM W/DRAIN
TU | TU-ECM-QX | 83.6 | 1-1/2 IN. TERMINATOR U CXM W/DRAIN & EXT. PT PORT
TU | TU-ECM-V | 67.1 | 1-1/2 IN. TERMINATOR U CXM W/VENT
TU | TU-ECM-VX | 80.3 | 1-1/2 IN. TERMINATOR U CXM W/EXT. VENT & EXT. PT
TU | TU-ECM-X | 62.7 | 1-1/2 IN. TERMINATOR U CXM W/EXT. PT PORT
TU | TU-ECRC | 62.7 | 1-1/2 IN. TERMINATOR U CXRC
TU | TU-ECRC-O | 59.4 | 1-1/2 IN. TERMINATOR U CXRC LESS PT
TU | TU-ECRC-OV | 63.8 | 1-1/2 IN. TERMINATOR U CXRC LESS PT W/VENT
TU | TU-ECRC-Q | 77 | 1-1/2 IN. TERMINATOR U CXRC W/DRAIN
TU | TU-ECRC-QX | 83.6 | 1-1/2 IN. TERMINATOR U CXRC W/DRAIN & EXT. PT
TU | TU-ECRC-V | 67.1 | 1-1/2 IN. TERMINATOR U CXRC W/VENT
TU | TU-ECRF | 62.7 | 1-1/2 IN. TERMINATOR U CXRF
TU | TU-ECRF-O | 59.4 | 1-1/2 IN. TERMINATOR U CXRF LESS PT
TU | TU-ECRF-OV | 63.8 | 1-1/2 IN. TERMINATOR U CXRF LESS PT W/VENT
TU | TU-ECRF-Q | 77 | 1-1/2 IN. TERMINATOR U CXRF W/DRAIN
TU | TU-ECRF-V | 67.1 | 1-1/2 IN. TERMINATOR U CXRF W/VENT
TU | TU-ECRM | 62.7 | 1-1/2 IN. TERMINATOR U CXRM
TU | TU-ECRM-B | 73.7 | 1-1/2 IN. TERMINATOR U CXRM W/BALL VALVE VENT
TU | TU-ECRM-O | 59.4 | 1-1/2 IN. TERMINATOR U CXRM LESS PT
TU | TU-ECRM-OV | 63.8 | 1-1/2 IN. TERMINATOR U CXRM LESS PT W/VENT
TU | TU-ECRM-Q | 77 | 1-1/2 IN. TERMINATOR U CXRM W/DRAIN
TU | TU-ECRM-V | 67.1 | 1-1/2 IN. TERMINATOR U CXRM W/VENT
TU | TU-ECRM-VX | 80.3 | 1-1/2 IN. TERMINATOR U CXRM W/EXT. VENT & EXT. PT
TU | TU-EF2RC | 62.7 | 1-1/2 IN. TERMINATOR U FX2RC
TU | TU-EF2RC-O | 59.4 | 1-1/2 IN. TERMINATOR U FX2RC LESS PT
TU | TU-EF2RC-OQ | 73.7 | 1-1/2 IN. TERMINATOR U FX2RC LESS PT W/DRAIN
TU | TU-EF2RC-Q | 77 | 1-1/2 IN. TERMINATOR U FX2RC W/DRAIN
TU | TU-EF2RC-V | 67.1 | 1-1/2 IN. TERMINATOR U FX2RC W/VENT
TU | TU-EF2RC-VX | 80.3 | 1-1/2 IN. TERMINATOR U FX2RC W/EXT. VENT & EXT. PT
TU | TU-EF2RF | 62.7 | 1-1/2 IN. TERMINATOR U FX2RF
TU | TU-EF2RF-B | 69.3 | 1-1/2 IN. TERMINATOR U FX2RF W/BALL VALVE AIR VENT
TU | TU-EF2RF-BX | 75.9 | 1-1/2 IN. TERMINATOR U FX2RF W/BALL VALVE AIR VENT & EXT. PT
TU | TU-EF2RF-O | 59.4 | 1-1/2 IN. TERMINATOR U FX2RF LESS PT
TU | TU-EF2RF-OV | 63.8 | 1-1/2 IN. TERMINATOR U FX2RF LESS PT W/VENT
TU | TU-EF2RF-OVQ | 78.1 | 1-1/2 IN. TERMINATOR U FX2RF LESS PT W/ VENT & DRAIN
TU | TU-EF2RF-Q | 77 | 1-1/2 IN. TERMINATOR U FX2RF W/DRAIN
TU | TU-EF2RF-V | 67.1 | 1-1/2 IN. TERMINATOR U FX2RF W/VENT
TU | TU-EF2RF-VX | 80.3 | 1-1/2 IN. TERMINATOR U FX2RF W/EXT. VENT & EXT. PT
TU | TU-EF2RF-X | 69.3 | 1-1/2 IN. TERMINATOR U FX2RF W/EXT. PT
TU | TU-EF2RM | 62.7 | 1-1/2 IN. TERMINATOR U FX2RM
TU | TU-EF2RM-B | 73.7 | 1-1/2 IN. TERMINATOR U FX2RM W/BALL VALVE AIR VENT
TU | TU-EF2RM-BX | 80.3 | 1-1/2 IN. TERMINATOR U FX2RM W/BALL VALVE AIR VENT & EXT. PT
TU | TU-EF2RM-O | 59.4 | 1-1/2 IN. TERMINATOR U FX2RM LESS PT
TU | TU-EF2RM-OQ | 73.7 | 1-1/2 IN. TERMINATOR U FX2RM LESS PT W/DRAIN
TU | TU-EF2RM-OV | 63.8 | 1-1/2 IN. TERMINATOR U FX2RM LESS PT W/VENT
TU | TU-EF2RM-OVX | 70.4 | 1-1/2 IN. TERMINATOR U FX2RM LESS PT W/EXT. VENT
TU | TU-EF2RM-Q | 77 | 1-1/2 IN. TERMINATOR U FX2RM W/DRAIN
TU | TU-EF2RM-QX | 91.3 | 1-1/2 IN. TERMINATOR U FX2RM W/DRAIN & EXT. PT
TU | TU-EF2RM-V | 67.1 | 1-1/2 IN. TERMINATOR U FX2RM W/VENT
TU | TU-EF2RM-VX | 80.3 | 1-1/2 IN. TERMINATOR U FX2RM W/EXT. VENT & EXT. PT
TU | TU-EF2RM-X | 69.3 | 1-1/2 IN. TERMINATOR U FX2RM W/EXT. PT
TU | TU-EF3RF-V | 67.1 | 1-1/2 IN. TERMINATOR U FX3RF W/VENT
TU | TU-EF3RM-V | 67.1 | 1-1/2 IN. TERMINATOR U FX3RM W/VENT
TU | TU-EFC | 62.7 | 1-1/2 IN. TERMINATOR U FXC
TU | TU-EFC-O | 59.4 | 1-1/2 IN. TERMINATOR U FXC LESS PT
TU | TU-EFC-Q | 77 | 1-1/2 IN. TERMINATOR U FXC W/DRAIN
TU | TU-EFC-V | 67.1 | 1-1/2 IN. TERMINATOR U FXC W/VENT
TU | TU-EFC-X | 69.3 | 1-1/2 IN. TERMINATOR U FXC W/EXT. PT
TU | TU-EFF | 62.7 | 1-1/2 IN. TERMINATOR U FXF
TU | TU-EFF-B | 69.3 | 1-1/2 IN. TERMINATOR U FXF W/ BALL VLV VENT
TU | TU-EFF-O | 59.4 | 1-1/2 IN. TERMINATOR U FXF LESS PT
TU | TU-EFF-OQ | 73.7 | 1-1/2 IN. TERMINATOR U FXF LESS PT W/DRAIN
TU | TU-EFF-OV | 63.8 | 1-1/2 IN. TERMINATOR U FXF LESS PT W/VENT
TU | TU-EFF-Q | 77 | 1-1/2 IN. TERMINATOR U FXF W/DRAIN
TU | TU-EFF-V | 67.1 | 1-1/2 IN. TERMINATOR U FXF W/VENT
TU | TU-EFM | 62.7 | 1-1/2 IN. TERMINATOR U FXM
TU | TU-EFM-ABX | 88 | 1-1/2 IN. TERM U FXM - W/EXT. AUTO BALL VLV VENT & EXT. PT
TU | TU-EFM-B | 73.7 | 1-1/2 IN. TERMINATOR U FXM - W/BALL VLV VENT
TU | TU-EFM-BX | 86.9 | 1-1/2 IN. TERMINATOR U FXM - W/EXT. BALL VLV VENT & EXT. PT
TU | TU-EFM-O | 59.4 | 1-1/2 IN. TERMINATOR U FXM LESS PT
TU | TU-EFM-OV | 63.8 | 1-1/2 IN. TERMINATOR U FXM LESS PT W/VENT
TU | TU-EFM-Q | 77 | 1-1/2 IN. TERMINATOR U FXM W/DRAIN
TU | TU-EFM-QV | 81.4 | 1-1/2 IN. TERMINATOR U FXM W/VENT & BLOWDOWN DRAIN
TU | TU-EFM-V | 67.1 | 1-1/2 IN. TERMINATOR U FXM W/VENT
TU | TU-EFM-VX | 80.3 | 1-1/2 IN. TERMINATOR U FXM - W/EXT. VENT & EXT. PT
TU | TU-EFM-X | 69.3 | 1-1/2 IN. TERMINATOR U FXM W/EXT. PT
TU | TU-EFRC | 62.7 | 1-1/2 IN. TERMINATOR U FXRC
TU | TU-EFRC-O | 59.4 | 1-1/2 IN. TERMINATOR U FXRC LESS PT
TU | TU-EFRC-OQ | 73.7 | 1-1/2 IN. TERMINATOR U FXRC LESS PT W/DRAIN
TU | TU-EFRC-Q | 77 | 1-1/2 IN. TERMINATOR U FXRC W/DRAIN
TU | TU-EFRC-V | 67.1 | 1-1/2 IN. TERMINATOR U FXRC W/VENT
TU | TU-EFRC-VX | 80.3 | 1-1/2 IN. TERMINATOR U FXRC W/EXT. VENT & EXT. PT
TU | TU-EFRF | 62.7 | 1-1/2 IN. TERMINATOR U FXRF
TU | TU-EFRF-B | 69.3 | 1-1/2 IN. TERMINATOR U FXRF W/ BALL VALVE AIR VENT
TU | TU-EFRF-O | 59.4 | 1-1/2 IN. TERMINATOR U FXRF LESS PT
TU | TU-EFRF-OV | 63.8 | 1-1/2 IN. TERMINATOR U FXRF LESS PT W/VENT
TU | TU-EFRF-Q | 77 | 1-1/2 IN. TERMINATOR U FXRF W/DRAIN
TU | TU-EFRF-V | 67.1 | 1-1/2 IN. TERMINATOR U FXRF W/VENT
TU | TU-EFRM | 62.7 | 1-1/2 IN. TERMINATOR U FXRM
TU | TU-EFRM-AB | 82.5 | 1-1/2 IN. TERMINATOR U FXRM W/ AUTO AIR VENT & BALL VLV
TU | TU-EFRM-ABX | 84.7 | 1-1/2 IN. TERM U FXRM W/ AUTO AIR VENT & BALL VLV, EXT. PT
TU | TU-EFRM-O | 59.4 | 1-1/2 IN. TERMINATOR U FXRM LESS PT
TU | TU-EFRM-OQ | 73.7 | 1-1/2 IN. TERMINATOR U FXRM LESS PT W/DRAIN
TU | TU-EFRM-OV | 63.8 | 1-1/2 IN. TERMINATOR U FXRM LESS PT W/VENT
TU | TU-EFRM-Q | 77 | 1-1/2 IN. TERMINATOR U FXRM W/DRAIN
TU | TU-EFRM-V | 67.1 | 1-1/2 IN. TERMINATOR U FXRM W/VENT
TU | TU-EFRM-VX | 80.3 | 1-1/2 IN. TERMINATOR U FXRM W/EXT. VENT & EXT. PT
TU | TU-EFRM-X | 69.3 | 1-1/2 IN. TERMINATOR U FXRM W/EXT. PT
TU | TU-FC2RC | 84.7 | 2 IN. TERMINATOR U CX2RC
TU | TU-FC2RC-QX | 105.6 | 2 IN. TERMINATOR U CX2RC W/DRAIN & EXT. PT
TU | TU-FC2RC-V | 89.1 | 2 IN. TERMINATOR U CX2RC W/VENT
TU | TU-FC2RF | 84.7 | 2 IN. TERMINATOR U CX2RF
TU | TU-FC2RF-B | 91.3 | 2 IN. TERMINATOR U CX2RF W/ BALL VALVE VENT
TU | TU-FC2RF-BX | 108.9 | 2 IN. TERMINATOR U CX2RF W/EXT. BALL VALVE & EXT. PT
TU | TU-FC2RF-OV | 85.8 | 2 IN. TERMINATOR U CX2RF LESS PT W/VENT
TU | TU-FC2RF-OVX | 92.4 | 2 IN. TERMINATOR U CX2RF LESS PT W/EXT. VENT
TU | TU-FC2RF-Q | 99 | 2 IN. TERMINATOR U CX2RF W/DRAIN
TU | TU-FC2RF-QX | 105.6 | 2 IN. TERMINATOR U CX2RF W/DRAIN & EXT. PT PORT
TU | TU-FC2RF-V | 89.1 | 2 IN. TERMINATOR U CX2RF W/VENT
TU | TU-FC2RF-VX | 102.3 | 2 IN. TERMINATOR U CX2F W/EXT. VENT & EXT PT
TU | TU-FC2RM | 84.7 | 2 IN. TERMINATOR U CX2RM
TU | TU-FC2RM-O | 81.4 | 2 IN. TERMINATOR U CX2RM LESS PT
TU | TU-FC2RM-OV | 85.8 | 2 IN. TERMINATOR U CX2RM LESS PT W/VENT
TU | TU-FC2RM-Q | 99 | 2 IN. TERMINATOR U CX2RM W/DRAIN
TU | TU-FC2RM-V | 89.1 | 2 IN. TERMINATOR U CX2RM W/VENT
TU | TU-FC2RM-VX | 102.3 | 2 IN. TERMINATOR U CX2RM W/EXT. VENT & EXT PT
TU | TU-FCC | 84.7 | 2 IN. TERMINATOR U CXC
TU | TU-FCC-O | 81.4 | 2 IN. TERMINATOR U CXC LESS PT
TU | TU-FCC-OQ | 95.7 | 2 IN. TERMINATOR U CXC LESS PT W/DRAIN
TU | TU-FCC-OV | 85.8 | 2 IN. TERMINATOR U CXC LESS PT W/VENT
TU | TU-FCC-Q | 99 | 2 IN. TERMINATOR U CXC W/DRAIN
TU | TU-FCC-V | 89.1 | 2 IN. TERMINATOR U CXC W/VENT
TU | TU-FCC-X | 91.3 | 2 IN. TERMINATOR U CXC W/ EXT. PT PORT
TU | TU-FCF | 84.7 | 2 IN. TERMINATOR U CXF
TU | TU-FCF-O | 81.4 | 2 IN. TERMINATOR U CXF LESS PT
TU | TU-FCF-OQ | 95.7 | 2 IN. TERMINATOR U CXF LESS PT W/DRAIN
TU | TU-FCF-OV | 85.8 | 2 IN. TERMINATOR U CXF LESS PT W/VENT
TU | TU-FCF-Q | 99 | 2 IN. TERMINATOR U CXF W/DRAIN
TU | TU-FCF-V | 89.1 | 2 IN. TERMINATOR U CXF W/VENT
TU | TU-FCM | 84.7 | 2 IN. TERMINATOR U CXM
TU | TU-FCM-O | 81.4 | 2 IN. TERMINATOR U CXM LESS PT
TU | TU-FCM-OQ | 95.7 | 2 IN. TERMINATOR U CXM LESS PT W/DRAIN
TU | TU-FCM-Q | 99 | 2 IN. TERMINATOR U CXM W/DRAIN
TU | TU-FCM-QX | 105.6 | 2 IN. TERMINATOR U CXM W/DRAIN & EXT. PT PORT
TU | TU-FCM-V | 89.1 | 2 IN. TERMINATOR U CXM W/VENT
TU | TU-FCM-VX | 102.3 | 2 IN. TERMINATOR U CXM W/EXT. VENT & EXT. PT
TU | TU-FCRC | 84.7 | 2 IN. TERMINATOR U CXRC
TU | TU-FCRC-OV | 85.8 | 2 IN. TERMINATOR U CXRC LESS PT W/VENT
TU | TU-FCRC-Q | 99 | 2 IN. TERMINATOR U CXRC W/DRAIN
TU | TU-FCRC-V | 89.1 | 2 IN. TERMINATOR U CXRC W/VENT
TU | TU-FCRF | 84.7 | 2 IN. TERMINATOR U CXRF
TU | TU-FCRF-O | 81.4 | 2 IN. TERMINATOR U CXRF LESS PT
TU | TU-FCRF-OQ | 95.7 | 2 IN. TERMINATOR U CXRF LESS PT W/DRAIN
TU | TU-FCRF-Q | 99 | 2 IN. TERMINATOR U CXRF W/DRAIN
TU | TU-FCRF-V | 85.8 | 2 IN. TERMINATOR U CXRF W/VENT
TU | TU-FCRM | 84.7 | 2 IN. TERMINATOR U CXRM
TU | TU-FCRM-B | 91.3 | 2 IN. TERMINATOR U CXRM W/ BALL VALVE AIR VENT
TU | TU-FCRM-O | 81.4 | 2 IN. TERMINATOR U CXRM LESS PT
TU | TU-FCRM-OV | 85.8 | 2 IN. TERMINATOR U CXRM LESS PT W/VENT
TU | TU-FCRM-Q | 99 | 2 IN. TERMINATOR U CXRM W/DRAIN
TU | TU-FCRM-V | 89.1 | 2 IN. TERMINATOR U CXRM W/VENT
TU | TU-FCRM-VX | 102.3 | 2 IN. TERMINATOR U CXRM W/EXT. VENT & EXT. PT
TU | TU-FF2RC | 84.7 | 2 IN. TERMINATOR U FX2RC
TU | TU-FF2RF | 84.7 | 2 IN. TERMINATOR U FX2RF
TU | TU-FF2RF-B | 91.3 | 2 IN. TERMINATOR U FX2RF W/ BALL VALVE AIR VENT
TU | TU-FF2RF-BX | 97.9 | 2 IN. TERMINATOR U FX2RF W/EXT. PT PORT & BALL VLV AIR VENT
TU | TU-FF2RF-OV | 85.8 | 2 IN. TERMINATOR U FX2RF LESS PT W/VENT
TU | TU-FF2RF-OVX | 92.4 | 2 IN. TERMINATOR U FX2RF W/EXT. VENT
TU | TU-FF2RF-Q | 99 | 2 IN. TERMINATOR U FX2RF W/DRAIN
TU | TU-FF2RF-QX | 105.6 | 2 IN. TERMINATOR U FX2RF W/DRAIN & EXT. PT
TU | TU-FF2RF-V | 89.1 | 2 IN. TERMINATOR U FX2RF W/VENT
TU | TU-FF2RF-VX | 102.3 | 2 IN. TERMINATOR U FX2RF W/EXT. VENT & PT PORT
TU | TU-FF2RF-X | 91.3 | 2 IN. TERMINATOR U FX2RF W/EXT. PT
TU | TU-FF2RM | 84.7 | 2 IN. TERMINATOR U FX2RM
TU | TU-FF2RM-BX | 108.9 | 2 IN. TERMINATOR U FX2RM W/BALL VLV VENT & EXT.
TU | TU-FF2RM-O | 81.4 | 2 IN. TERMINATOR U FX2RM LESS PT
TU | TU-FF2RM-OQ | 95.7 | 2 IN. TERMINATOR U FX2RM LESS PT W/DRAIN
TU | TU-FF2RM-OV | 85.8 | 2 IN. TERMINATOR U FX2RM LESS PT W/VENT
TU | TU-FF2RM-Q | 99 | 2 IN. TERMINATOR U FX2RM W/DRAIN
TU | TU-FF2RM-V | 89.1 | 2 IN. TERMINATOR U FX2RM W/VENT
TU | TU-FF2RM-VX | 102.3 | 2 IN. TERMINATOR U FX2RM W/EXT. VENT & EXT PT
TU | TU-FF2RM-X | 91.3 | 2 IN. TERMINATOR U FX2RM W/EXT. PT
TU | TU-FFC | 84.7 | 2 IN. TERMINATOR U FXC
TU | TU-FFC-O | 81.4 | 2 IN. TERMINATOR U FXC LESS PT
TU | TU-FFC-OQ | 95.7 | 2 IN. TERMINATOR U FXC LESS PT W/DRAIN
TU | TU-FFC-Q | 99 | 2 IN. TERMINATOR U FXC W/DRAIN
TU | TU-FFC-V | 89.1 | 2 IN. TERMINATOR U FXC W/VENT
TU | TU-FFF | 84.7 | 2 IN. TERMINATOR U FXF
TU | TU-FFF-B | 95.7 | 2 IN. TERMINATOR U FXF W/BALL VLV AIR VENT
TU | TU-FFF-O | 81.4 | 2 IN. TERMINATOR U FXF LESS PT
TU | TU-FFF-OV | 85.8 | 2 IN. TERMINATOR U FXF LESS PT W/VENT
TU | TU-FFF-Q | 99 | 2 IN. TERMINATOR U FXF W/DRAIN
TU | TU-FFF-V | 89.1 | 2 IN. TERMINATOR U FXF W/VENT
TU | TU-FFF-X | 91.3 | 2 IN. TERMINATOR U FXF W/EXT. PT
TU | TU-FFM | 84.7 | 2 IN. TERMINATOR U FXM
TU | TU-FFM-ABX | 106.7 | 2 IN. TERMINATOR U FXM W/ AUTO BALL VALVE AIR VENT & EXT. PT
TU | TU-FFM-B | 91.3 | 2 IN. TERMINATOR U FXM W/ BALL VALVE AIR VENT
TU | TU-FFM-BX | 97.9 | 2 IN. TERMINATOR U FXM W/ BALL VALVE AIR VENT & EXT. PT
TU | TU-FFM-O | 81.4 | 2 IN. TERMINATOR U FXM LESS PT
TU | TU-FFM-OV | 85.8 | 2 IN. TERMINATOR U FXM LESS PT W/VENT
TU | TU-FFM-Q | 99 | 2 IN. TERMINATOR U FXM W/DRAIN
TU | TU-FFM-QV | 103.4 | 2 IN. TERMINATOR U FXM W/DRAIN & EXT. PT
TU | TU-FFM-V | 89.1 | 2 IN. TERMINATOR U FXM W/VENT
TU | TU-FFM-VX | 102.3 | 2 IN. TERMINATOR U FXM W/EXT. VENT & EXT. PT
TU | TU-FFM-X | 91.3 | 2 IN. TERMINATOR U FXM W/EXT. PT
TU | TU-FFRC | 84.7 | 2 IN. TERMINATOR U FXRC
TU | TU-FFRC-O | 81.4 | 2 IN. TERMINATOR U FXRC LESS PT
TU | TU-FFRC-VX | 102.3 | 2 IN. TERMINATOR U FXRC W/EXT. VENT & EXT PT
TU | TU-FFRF | 84.7 | 2 IN. TERMINATOR U FXRF
TU | TU-FFRF-B | 91.3 | 2 IN. TERMINATOR U FXRF W/ BALL VALVE VENT
TU | TU-FFRF-O | 81.4 | 2 IN. TERMINATOR U FXRF LESS PT
TU | TU-FFRF-OQ | 95.7 | 2 IN. TERMINATOR U FXRF LESS PT W/DRAIN
TU | TU-FFRF-OV | 85.8 | 2 IN. TERMINATOR U FXRF LESS PT W/VENT
TU | TU-FFRF-Q | 99 | 2 IN. TERMINATOR U FXRF W/DRAIN
TU | TU-FFRF-V | 89.1 | 2 IN. TERMINATOR U FXRF W/VENT
TU | TU-FFRM | 84.7 | 2 IN. TERMINATOR U FXRM
TU | TU-FFRM-AB | 104.5 | 2 IN. TERMINATOR U FXRM W/ AUTO AIR VENT & BALL VLV
TU | TU-FFRM-B | 91.3 | 2 IN. TERMINATOR U FXRM W/ AUTO AIR VENT & BALL VLV
TU | TU-FFRM-BX | 108.9 | 2 IN. TERMINATOR U FXRM W/BALL VLV VENT & EXT.
TU | TU-FFRM-O | 81.4 | 2 IN. TERMINATOR U FXRM LESS PT
TU | TU-FFRM-OQ | 95.7 | 2 IN. TERMINATOR U FXRM LESS PT W/DRAIN
TU | TU-FFRM-OV | 85.8 | 2 IN. TERMINATOR U FXRM LESS PT W/VENT
TU | TU-FFRM-Q | 99 | 2 IN. TERMINATOR U FXRM W/DRAIN
TU | TU-FFRM-V | 89.1 | 2 IN. TERMINATOR U FXRM W/VENT
TU | TU-FFRM-VX | 102.3 | 2 IN. TERMINATOR U FXRM W/EXT. VENT & EXT PT
TU | TU-FFRM-X | 91.3 | 2 IN. TERMINATOR U FXRM W/EXT. PT
TY | TY1-BCC | 40.7 | 3/4 IN. TERMINATOR Y COMPACT CXC
TY | TY1-BCC-BQ | 68.09 | 3/4 IN. TY COMPACT CXC W/DRAIN & BALL VALVE VENT
TY | TY1-BCC-O | 37.4 | 3/4 IN. TERMINATOR Y COMPACT CXC LESS PT
TY | TY1-BCC-OQ | 51.7 | 3/4 IN. TY COMPACT CXC LESS PT W/DRAIN
TY | TY1-BCC-Q | 55 | 3/4 IN. TERMINATOR Y COMPACT CXC W/DRAIN
TY | TY1-BCC-QV | 61.49 | 3/4 IN. TY COMPACT CXC W/DRAIN & MANUAL AIR VENT
TY | TY1-BCC-QX | 77 | 3/4 IN. TY COMPACT CXC W/DRAIN & EXT. HDL & EXT. PT
TY | TY1-BCC-X | 62.7 | 3/4 IN. TY COMPACT CXC W/EXT. HDL & EXT. PT
TY | TY1-BCF | 40.7 | 3/4 IN. TERMINATOR Y COMPACT CXF
TY | TY1-BCF-OQ | 51.7 | 3/4 IN. TY COMPACT CXF LESS PT W/DRAIN
TY | TY1-BCF-OQX | 67.1 | 3/4 IN. TY COMPACT CXF LESS PT W/DRAIN & EXT. HDL
TY | TY1-BCF-Q | 55 | 3/4 IN. TERMINATOR Y COMPACT CXF W/DRAIN
TY | TY1-BCF-QX | 77 | 3/4 IN. TERMINATOR Y COMPAC CXF W/DRAIN & EXT. HDL & EXT. PT
TY | TY1-BCM | 40.7 | 3/4 IN. TERMINATOR Y COMPACT CXM
TY | TY1-BCM-O | 37.4 | 3/4 IN. TERMINATOR Y COMPACT CXM LESS PT
TY | TY1-BCM-OQ | 51.7 | 3/4 IN. TERMINATOR Y COMPACT CXM LESS PT W/BLOW DOWN DRAIN
TY | TY1-BCM-Q | 55 | 3/4 IN. TERMINATOR Y COMPACT CXM W/DRAIN
TY | TY1-BCM-QX | 77 | 3/4 IN. TERMINATOR Y COMPACTCXM W/DRAIN & EXT. HDL & EXT. PT
TY | TY1-BCRC | 40.7 | 3/4 IN. TERMINATOR Y COMPACT CXRC
TY | TY1-BCRC-OQ | 51.7 | 3/4 IN. TERMINATOR Y COMPACT CXRC LESS PT W/DRAIN
TY | TY1-BCRC-Q | 55 | 3/4 IN. TERMINATOR Y COMPACT CXRC W/DRAIN
TY | TY1-BCRC-QX | 77 | 3/4 IN. TY COMPACT CXRC W/DRAIN & EXT. HDL & EXT. PT
TY | TY1-BCRF | 40.7 | 3/4 IN. TERMINATOR Y COMPACT CXRF
TY | TY1-BCRF-Q | 55 | 3/4 IN. TERMINATOR Y COMPACT CXRF W/DRAIN
TY | TY1-BCRF-QX | 77 | 3/4 IN. TY COMPACT CXRF W/DRAIN & EXT. HDL & EXT. PT
TY | TY1-BCRM | 40.7 | 3/4 IN. TERMINATOR Y COMPACT CXRM
TY | TY1-BCRM-OQ | 51.7 | 3/4 IN. TERMINATOR Y COMPACT CXRM LESS PT W/DRAIN
TY | TY1-BCRM-Q | 55 | 3/4 IN. TERMINATOR Y COMPACT CXRM W/DRAIN
TY | TY1-BCRM-QX | 77 | 3/4 IN. TY COMPACT CXRM W/DRAIN & EXT. HDL & EXT. PT
TY | TY1-BFC | 40.7 | 3/4 IN. TERMINATOR Y COMPACT FXC
TY | TY1-BFC-OQ | 51.7 | 3/4 IN. TERMINATOR Y COMPACT FXC LESS PT W/DRAIN
TY | TY1-BFC-Q | 55 | 3/4 IN. TERMINATOR Y COMPACT FXC W/DRAIN
TY | TY1-BFC-QX | 77 | 3/4 IN. TERMINATOR Y COMPACT FXC W/DRAIN, EXT. HDL & PT
TY | TY1-BFF | 40.7 | 3/4 IN. TERMINATOR Y COMPACT FXF
TY | TY1-BFF-O | 37.4 | 3/4 IN. TERMINATOR Y COMPACT FXF LESS PT PORT
TY | TY1-BFF-OQ | 51.7 | 3/4 IN. TERMINATOR Y COMPACT FXF LESS PT W/DRAIN
TY | TY1-BFF-OV | 43.89 | 3/4 IN. TERMINATOR Y COMPACT FXF - W/VENT, LESS PT PORT
TY | TY1-BFF-Q | 55 | 3/4 IN. TERMINATOR Y COMPACT FXF W/DRAIN
TY | TY1-BFF-QX | 77 | 3/4 IN. TERMINATOR Y COMPACT FXF W/DRAIN, EXT. HDL & PT.
TY | TY1-BFF-X | 62.7 | 3/4 IN. TERMINATOR Y COMPACT FXF W/EXT. HDL & PT
TY | TY1-BFM | 40.7 | 3/4 IN. TERMINATOR Y COMPACT FXM
TY | TY1-BFM-O | 37.4 | 3/4 IN. TERMINATOR Y COMPACT FXM LESS PT
TY | TY1-BFM-OQ | 51.7 | 3/4 IN. TERMINATOR Y COMPACT FXM LESS PT W/DRAIN
TY | TY1-BFM-Q | 55 | 3/4 IN. TERMINATOR Y COMPACT FXM W/DRAIN
TY | TY1-BFRC | 40.7 | 3/4 IN. TERMINATOR Y COMPACT FXRC
TY | TY1-BFRC-OQ | 51.7 | 3/4 IN. TERMINATOR Y COMPACT FXRC LESS PT W/DRAIN
TY | TY1-BFRC-Q | 55 | 3/4 IN. TERMINATOR Y COMPACT FXRC W/DRAIN
TY | TY1-BFRC-QX | 77 | 3/4 IN. TERMINATOR Y COMPACT FXRC W/DRAIN & EXT. HDL & PT
TY | TY1-BFRF | 40.7 | 3/4 IN. TERMINATOR Y COMPACT FXRF
TY | TY1-BFRF-OV | 43.89 | 3/4 IN. TERMINATOR Y COMPACT FXRF - W/VENT, LESS PT PORT
TY | TY1-BFRF-Q | 55 | 3/4 IN. TERMINATOR Y COMPACT FXRF W/DRAIN
TY | TY1-BFRF-QX | 77 | 3/4 IN. TERMINATOR Y COMPACT FXRF W/DRAIN, EXT. HDL & PT
TY | TY1-BFRM | 40.7 | 3/4 IN. TERMINATOR Y COMPACT FXRM
TY | TY1-BFRM-OVX | 68.695 | 3/4 IN. TERMINATORY Y COMPACT FXRM LESS PT W/VENT & EXT HDL
TY | TY1-BFRM-Q | 55 | 3/4 IN. TERMINATOR Y COMPACT FXRM W/DRAIN
TY | TY1-BPC-Q | 60.225 | 3/4 IN. TERMINATOR Y COMPACT PXC W/DRAIN
TY | TY-ACC | 40.7 | 1/2 IN. TERMINATOR Y CXC
TY | TY-ACC-O | 37.4 | 1/2 IN. TERMINATOR Y CXC LESS PT
TY | TY-ACC-OQ | 51.7 | 1/2 IN. TERMINATOR Y CXC LESS PT W/DRAIN
TY | TY-ACC-OQX | 67.1 | 1/2 IN. TERMINATOR Y CXC W/DRAIN EXT. HDL & EXT. PT
TY | TY-ACC-Q | 55 | 1/2 IN. TERMINATOR Y CXC W/DRAIN
TY | TY-ACC-QV | 64.295 | 1/2 IN. TERMINATOR Y CXC W/DRAIN & MANUAL AIR VENT
TY | TY-ACC-QX | 77 | 1/2 IN. TERMINATOR Y CXC W/DRAIN EXT. HDL & EXT. PT
TY | TY-ACEC-Q | 55 | 1/2 IN. TERMINATOR Y C X 3/4 IN S W/ DRAIN
TY | TY-ACEF-Q | 55 | 1/2 IN. TERMINATOR Y C X 3/4 IN F W/ DRAIN
TY | TY-ACEF-X | 62.7 | 1/2 IN. TERMINATOR Y C X 3/4 IN F W/EXT. HDL & EXT. PT
TY | TY-ACEM-Q | 55 | 1/2 IN. TERMINATOR Y CXEM W/DRAIN
TY | TY-ACF | 40.7 | 1/2 IN. TERMINATOR Y CXF
TY | TY-ACF-OQ | 51.7 | 1/2 IN. TERMINATOR Y CXF LESS PT W/DRAIN
TY | TY-ACF-OQX | 67.1 | 1/2 IN. TERMINATOR Y CXF LESS PT W/DRAIN & EXT. HDL
TY | TY-ACF-Q | 55 | 1/2 IN. TERMINATOR Y CXF W/DRAIN
TY | TY-ACF-QX | 77 | 1/2 IN. TERMINATOR Y CXF W/DRAIN EXT. HDL & EXT. PT
TY | TY-ACF-X | 62.7 | 1/2 IN. TERMINATOR Y CXF W/EXT. HDL & EXT. PT
TY | TY-ACF-X | 68.2 | 1/2 IN. TERMINATOR Y CXF W/EXT. HDL & EXT. PT
TY | TY-ACM | 40.7 | 1/2 IN. TERMINATOR Y CXM
TY | TY-ACM-O | 37.4 | 1/2 IN. TERMINATOR Y CXM LESS PT
TY | TY-ACM-OX | 52.8 | 1/2 IN. TERMINATOR Y CXM W/EXT. HDL NO PT PORT
TY | TY-ACM-Q | 55 | 1/2 IN. TERMINATOR Y CXM W/DRAIN
TY | TY-ACM-QX | 77 | 1/2 IN. TERMINATOR Y CXM W/DRAIN & EXT. HDL & EXT. PT
TY | TY-AFC | 40.7 | 1/2 IN. TERMINATOR Y FXC
TY | TY-AFC-Q | 55 | 1/2 IN. TERMINATOR Y FXC W/DRAIN
TY | TY-AFC-QV | 64.295 | 1/2 IN. TERMINATOR Y FXC W/DRAIN & MAV
TY | TY-AFC-QX | 77 | 1/2 IN. TERMINATOR Y FXC W/DRAIN, EXT. HDL & EXT. PT
TY | TY-AFEF-Q | 55 | 1/2 IN. TERMINATOR Y F X 3/4 IN. F W/DRAIN
TY | TY-AFEF-QX | 77 | 1/2 IN. TERMINATOR Y F X 3/4 IN. F W/DRAIN, EXT. HDL, PT POR
TY | TY-AFF | 40.7 | 1/2 IN. TERMINATOR Y FXF
TY | TY-AFF-O | 37.4 | 1/2 IN. TERMINATOR Y FXF LESS PT
TY | TY-AFF-OQ | 51.7 | 1/2 INCH TERMINATORY Y FXF- LESS PT PORT W/ DRAIN
TY | TY-AFF-Q | 55 | 1/2 IN. TERMINATOR Y FXF W/DRAIN
TY | TY-AFF-QV | 59.4 | 1/2 IN. TERMINATOR Y FXF W/DRAIN & M/VENT
TY | TY-AFF-QX | 77 | 1/2 IN. TERMINATOR Y FXF W/DRAIN, EXT. HDL & EXT. PT
TY | TY-AFF-QXV | 88 | 1/2 IN. TERMINATOR Y FXF W/DRAIN & EXT. HDL, EXT. PT & VENT
TY | TY-AFM | 40.7 | 1/2 IN. TERMINATOR Y FXM
TY | TY-AFM-Q | 55 | 1/2 IN. TERMINATOR Y FXM W/DRAIN
TY | TY-AFM-QX | 77 | 1/2 IN. TERMINATOR Y FXM W/DRAIN & EXT. PT, HNDL EXT.
TY | TY-APC | 46.2 | 1/2 IN. TERMINATOR Y PXC
TY | TY-APC-Q | 60.5 | 1/2 IN. TERMINATOR PXC W/DRAIN
TY | TY-APC-VX | 84.095 | 1/2 IN. TERMINATOR Y PXC W/ MAV, EXT. HDL, PTS
TY | TY-APF-Q | 60.5 | 1/2 IN. TERMINATOR Y PXF W/DRAIN
TY | TY-APF-QX | 82.5 | 1/2 IN. TERMINATOR Y PXF W/DRAIN & EXT. HDL & PT PORT
TY | TY-APM-Q | 60.5 | 1/2 IN. TERMINATOR Y PXM W/DRAIN
TY | TY-APP-Q | 75.9 | 1/2 IN. TERMINATOR Y PXP W/DRAIN
TY | TY-BCC | 61.6 | 3/4 IN. TERMINATOR Y CXC
TY | TY-BCC-BQ | 86.9 | 3/4 IN. TERMINATOR Y CXC W/DRAIN & BALL VALVE VENT
TY | TY-BCC-O | 58.3 | 3/4 IN. TERMINATOR Y CXC LESS PT
TY | TY-BCC-OQ | 72.6 | 3/4 IN. TERMINATOR Y CXC LESS PT W/DRAIN
TY | TY-BCC-Q | 75.9 | 3/4 IN. TERMINATOR Y CXC W/DRAIN
TY | TY-BCC-QV | 81.4 | 3/4 IN. TERMINATOR Y CXC W/DRAIN & MANUAL AIR VENT
TY | TY-BCC-QX | 99 | 3/4 IN. TERMINATOR Y CXC W/DRAIN & EXT. HDL & EXT. PT
TY | TY-BCC-X | 84.7 | 3/4 IN. TERMINATOR Y CXC W/EXT. HDL & EXT. PT
TY | TY-BCEC-Q | 75.9 | 3/4 IN. TERMINATOR Y C X 1 IN. C W/ DRAIN
TY | TY-BCEC-QX | 99 | 3/4 IN. TERMINATOR Y C X 1 IN. C W/ DRAIN, EXT. HDL & PT
TY | TY-BCEF | 61.6 | 3/4 IN. TERMINATOR Y C X 1 IN F
TY | TY-BCEF-Q | 75.9 | 3/4 IN. TERMINATOR Y CXEF W/DRAIN
TY | TY-BCEM | 61.6 | 3/4 IN. TERMINATOR Y C X 1 IN M
TY | TY-BCEM-Q | 75.9 | 3/4 IN. TERMINATOR Y C X 1 IN. M W/DRAIN
TY | TY-BCF | 61.6 | 3/4 IN. TERMINATOR Y CXF
TY | TY-BCF-OQ | 72.6 | 3/4 IN. TERMINATORY Y CXF LESS PT W/DRAIN
TY | TY-BCF-OQX | 89.1 | 3/4 IN. TERMINATORY Y CXF LESS PT W/DRAIN & EXT. HDL
TY | TY-BCF-Q | 75.9 | 3/4 IN. TERMINATOR Y CXF W/DRAIN
TY | TY-BCF-QX | 99 | 3/4 IN. TERMINATOR Y CXF W/DRAIN & EXT. HDL & EXT. PT
TY | TY-BCF-X | 84.7 | 3/4 IN. TERMINATOR Y CXF W/ EXT. HDL & EXT. PT
TY | TY-BCM | 61.6 | 3/4 IN. TERMINATOR Y CXM
TY | TY-BCM-O | 58.3 | 3/4 IN. TERMINATOR Y CXM LESS PT
TY | TY-BCM-OQ | 72.6 | 3/4 IN. TERMINATOR Y CXM LESS PT W/BLOW DOWN DRAIN
TY | TY-BCM-Q | 75.9 | 3/4 IN. TERMINATOR Y CXM W/DRAIN
TY | TY-BCM-QX | 99 | 3/4 IN. TERMINATOR Y CXM W/DRAIN & EXT. HDL & EXT. PT
TY | TYBC-OR | 0.77 | 3/4 IN. & 1 IN. TERMINATOR A & Y SERVICE CAP O-RING
TY | TY-BCRC | 61.6 | 3/4 IN. TERMINATOR Y CXRC
TY | TY-BCRC-OQ | 72.6 | 3/4 IN. TERMINATOR Y CXRC LESS PT W/DRAIN
TY | TY-BCRC-Q | 75.9 | 3/4 IN. TERMINATOR Y CXRC W/DRAIN
TY | TY-BCRC-QX | 99 | 3/4 IN. TERMINATOR Y CXRC W/DRAIN & EXT. HDL & EXT. PT
TY | TY-BCRF | 61.6 | 3/4 IN. TERMINATOR Y CXRF
TY | TY-BCRF-Q | 75.9 | 3/4 IN. TERMINATOR Y CXRF W/DRAIN
TY | TY-BCRF-QX | 99 | 3/4 IN. TERMINATOR Y CXRF W/DRAIN & EXT. HDL & EXT. PT
TY | TY-BCRF-X | 84.7 | 3/4 IN. TERMINATOR Y CXRF W/ EXT. HDL & EXT. PT
TY | TY-BCRM | 61.6 | 3/4 IN. TERMINATOR Y CXRM
TY | TY-BCRM-OQ | 72.6 | 3/4 IN. TERMINATOR Y CXRM LESS PT W/DRAIN
TY | TY-BCRM-Q | 75.9 | 3/4 IN. TERMINATOR Y CXRM W/DRAIN
TY | TY-BCRM-QX | 99 | 3/4 IN. TERMINATOR Y CXRM W/DRAIN & EXT. HDL & EXT. PT
TY | TY-BFC | 61.6 | 3/4 IN. TERMINATOR Y FXC
TY | TY-BFC-OQ | 72.6 | 3/4 IN. TERMINATOR Y FXC LESS PT W/DRAIN
TY | TY-BFC-Q | 75.9 | 3/4 IN. TERMINATOR Y FXC W/DRAIN
TY | TY-BFC-QX | 99 | 3/4 IN. TERMINATOR Y FXC W/DRAIN EXT. HDL & EXT. PT
TY | TY-BFEF-Q | 75.9 | 3/4 IN. TERMINATOR Y FXEF W/DRAIN
TY | TY-BFEF-QX | 99 | 3/4 IN. TERMINATOR Y FXEF W/DRAIN, EXT HDL, PT
TY | TY-BFF | 61.6 | 3/4 IN. TERMINATOR Y FXF
TY | TY-BFF-O | 58.3 | 3/4 IN. TERMINATOR Y FXF LESS PT PORT
TY | TY-BFF-OQ | 72.6 | 3/4 IN. TERMINATOR Y FXF LESS PT W/DRAIN
TY | TY-BFF-Q | 75.9 | 3/4 IN. TERMINATOR Y FXF W/DRAIN
TY | TY-BFF-QV | 85.195 | 3/4 IN. TERMINATOR Y FXF W/DRAIN, MAU
TY | TY-BFF-QX | 99 | 3/4 IN. TERMINATOR Y FXF W/DRAIN, EXT. HDL & EXT PT.
TY | TY-BFF-V | 70.895 | 3/4 IN. TERMINATOR Y FXF - W/VENT
TY | TY-BFF-X | 84.7 | 3/4 IN. TERMINATOR Y FXF W/EXT. HDL & EXT. PT
TY | TY-BFM | 61.6 | 3/4 IN. TERMINATOR Y FXM
TY | TY-BFM-O | 58.3 | 3/4 IN. TERMINATOR Y FXM LESS PT
TY | TY-BFM-OQ | 72.6 | 3/4 IN. TERMINATOR Y FXM LESS PT W/DRAIN
TY | TY-BFM-Q | 75.9 | 3/4 IN. TERMINATOR Y FXM W/DRAIN
TY | TY-BFM-QX | 99 | 3/4 IN. TERMINATOR Y FXM W/DRAIN, EXT. HDL & EXT PT.
TY | TY-BFRC | 61.6 | 3/4 IN. TERMINATOR Y FXRC
TY | TY-BFRC-OQ | 72.6 | 3/4 IN. TERMINATOR Y FXRC LESS PT W/DRAIN
TY | TY-BFRC-Q | 75.9 | 3/4 IN. TERMINATOR Y FXRC W/DRAIN
TY | TY-BFRC-QX | 99 | 3/4 IN. TERMINATOR Y FXRC W/DRAIN & EXT. HDL & EXT. PT
TY | TY-BFRF | 61.6 | 3/4 IN. TERMINATOR Y FXRF
TY | TY-BFRF-Q | 75.9 | 3/4 IN. TERMINATOR Y FXRF W/DRAIN
TY | TY-BFRF-QX | 99 | 3/4 IN. TERMINATOR Y FXRF W/DRAIN, EXT. HDL & EXT PT.
TY | TY-BFRM | 61.6 | 3/4 IN. TERMINATOR Y FXRM
TY | TY-BFRM-Q | 75.9 | 3/4 IN. TERMINATOR Y FXRM W/DRAIN
TY | TY-BFRM-QX | 99 | 3/4 IN. TERMINATOR Y FXRM W/DRAIN & EXT. HANDLE & PT PORT
TY | TY-BPC | 70.4 | 3/4 IN. TERMINATOR Y PXC
TY | TY-BPC-Q | 84.7 | 3/4 IN. TERMINATOR Y PXC W/DRAIN
TY | TY-BPC-QXV | 118.8 | 3/4 IN. TERMINATOR Y PXC W/DRAIN & EXT. HDL, EXT. PT & VENT
TY | TY-BPC-VX | 109.395 | 3/4 IN. TERMINATOR Y PXC W/ EXT. MAV, PT & HDL
TY | TY-BPEF-Q | 84.7 | 3/4 IN. TERMINATOR Y PXEF- W/DRAIN
TY | TY-BPEM-Q | 84.7 | 3/4 IN. TERMINATOR Y PXEM- W/DRAIN
TY | TY-BPF | 70.4 | 3/4 IN. TERMINATOR Y PXF
TY | TY-BPF-Q | 84.7 | 3/4 IN. TERMINATOR Y PXF W/DRAIN
TY | TY-BPF-QV | 89.1 | 3/4 IN. TERMINATOR Y PXF W/DRAIN & VENT
TY | TY-BPF-QX | 100.1 | 3/4 IN. TERMINATOR Y PXF W/DRAIN & EXT. HDL & EXT. PT
TY | TY-BPM-Q | 84.7 | 3/4 IN. TERMINATOR Y PXM W/DRAIN
TY | TY-BPP | 92.125 | 3/4 IN. TERMINATOR Y PXP
TY | TY-BPP-Q | 100.034 | 3/4 IN. TERMINATOR Y PXP W/DRAIN
TY | TY-BPRC-Q | 84.7 | 3/4 IN. TERMINATOR Y PXRC W/DRAIN
TY | TY-BPRC-QV | 93.995 | 3/4 IN. TERMINATOR Y PXRC W/DRAIN & MANUAL AIR VENT
TY | TY-BPRC-QX | 16.5 | Y-STRAINER 3/4 IN. PRESS STAND. X 1/2 IN. SWEAT W/EXT
TY | TY-BPRF-Q | 84.7 | 3/4 IN. TERMINATOR Y PXRF W/DRAIN
TY | TY-BPRM | 70.4 | 3/4 IN. TERMINATOR Y PXRM
TY | TY-BPRM-Q | 84.7 | 3/4 IN. TERMINATOR Y PXRM W/DRAIN
TY | TY-BPRM-QXV | 118.8 | 3/4 IN. TERMINATOR Y PXRM W/DRAIN & EXT. HDL, EXT. PT & VENT
TY | TY-CC2RC-OQ | 81.4 | 1 IN. TERMINATOR Y CX2RC LESS PT W/DRAIN
TY | TY-CC2RC-Q | 84.7 | 1 IN. TERMINATOR Y CX2RC W/DRAIN
TY | TY-CC2RC-QX | 107.8 | 1 IN. TERMINATOR Y CX2RC W/DRAIN, EXT HDL & EXT PT
TY | TY-CC2RF | 70.4 | 1 IN. TERMINATOR Y CX2RF
TY | TY-CC2RF-Q | 84.7 | 1 IN. TERMINATOR Y CX2RF W/DRAIN
TY | TY-CC2RF-QX | 107.8 | 1 IN. TERMINATOR Y CX2RF W/DRAIN, EXT HDL & EXT PT
TY | TY-CC2RM | 70.4 | 1 IN. TERMINATOR Y CX2RM
TY | TY-CC2RM-O | 67.1 | 1 IN. TERMINATOR Y CX2RM LESS PT
TY | TY-CC2RM-Q | 84.7 | 1 IN. TERMINATOR Y CX2RM W/DRAIN
TY | TY-CC2RM-QX | 107.8 | 1 IN. TERMINATOR Y CX2RM W/DRAIN, EXT HDL & EXT PT
TY | TY-CCC | 70.4 | 1 IN. TERMINATOR Y CXC
TY | TY-CCC-BQ | 95.7 | 1 IN. TERMINATOR Y CXC W/DRAIN & BALL VALVE VENT
TY | TY-CCC-O | 67.1 | 1 IN. TERMINATOR Y CXC LESS PT
TY | TY-CCC-OQ | 81.4 | 1 IN. TERMINATOR Y CXC LESS PT W/DRAIN
TY | TY-CCC-OQX | 97.9 | 1 IN. TERMINATOR Y CXC W/ DRAIN, EXT HDL LESS PT PRT
TY | TY-CCC-Q | 84.7 | 1 IN. TERMINATOR Y CXC W/DRAIN
TY | TY-CCC-QV | 93.995 | 1 IN. TERMINATOR Y CXC W/DRAIN & MANUAL AIR VENT
TY | TY-CCC-QX | 107.8 | 1 IN. TERMINATOR Y CXC W/ DRAIN, EXT HDL & EXT PT
TY | TY-CCC-X | 96.25 | 1 IN. TERMINATOR U CXC W/EXT. HDL & EXT PT
TY | TY-CCF | 70.4 | 1 IN. TERMINATOR Y CXF
TY | TY-CCF-OQ | 81.4 | 1 IN. TERMINATOR Y CXF LESS PT W/DRAIN
TY | TY-CCF-OQX | 97.9 | 1 IN. TERMINATOR Y CXF LESS PT W/DRAIN & EXT. HDL
TY | TY-CCF-Q | 84.7 | 1 IN. TERMINATOR Y CXF W/DRAIN
TY | TY-CCF-QX | 107.8 | 1 IN. TERMINATOR Y CXF W/DRAIN, EXT HDL & EXT PT
TY | TY-CCM | 70.4 | 1 IN. TERMINATOR Y CXM
TY | TY-CCM-Q | 84.7 | 1 IN. TERMINATOR Y CXM W/DRAIN
TY | TY-CCM-QX | 107.8 | 1 IN. TERMINATOR Y CXC W/DRAIN, EXT HDL & EXT PT
TY | TY-CCRC | 70.4 | 1 IN. TERMINATOR Y CXRC
TY | TY-CCRC-Q | 84.7 | 1 IN. TERMINATOR Y CXRC W/DRAIN
TY | TY-CCRC-QX | 107.8 | 1 IN. TERMINATOR Y CXRC W/ DRAIN, EXT HDL & EXT PT
TY | TY-CCRF | 70.4 | 1 IN. TERMINATOR Y CXRF
TY | TY-CCRF-OQ | 81.4 | 1 IN. TERMINATOR Y CXRF LESS PT W/DRAIN
TY | TY-CCRF-OQX | 97.9 | 1 IN. TERMINATOR Y CXRF LESS PT W/DRAIN & EXT. HDL
TY | TY-CCRF-Q | 84.7 | 1 IN. TERMINATOR Y CXRF W/DRAIN
TY | TY-CCRF-QX | 107.8 | 1 IN. TERMINATOR Y CXRF W/DRAIN, EXT HDL & EXT PT
TY | TY-CCRF-X | 93.5 | 1 IN. TERMINATOR Y CXRF W/ EXT HDL & EXT PT
TY | TY-CCRM | 70.4 | 1 IN. TERMINATOR Y CXRM
TY | TY-CCRM-Q | 84.7 | 1 IN. TERMINATOR Y CXRM W/DRAIN
TY | TY-CCRM-QX | 107.8 | 1 IN. TERMINATOR Y CXRM W/DRAIN, EXT HDL & EXT PT
TY | TY-CF2RC-Q | 84.7 | 1 IN. TERMINATOR Y FX2RC W/DRAIN
TY | TY-CF2RC-QX | 107.8 | 1 IN. TERMINATOR Y FX2RC W/DRAIN EXT. HDL & EXT. PT
TY | TY-CF2RF-Q | 84.7 | 1 IN. TERMINATOR Y FX2RF W/DRAIN
TY | TY-CF2RF-QX | 107.8 | 1 IN. TERMINATOR Y FX2RF W/DRAIN, EXT. HDL, EXT PTS
TY | TY-CF2RM | 70.4 | 1 IN. TERMINATOR Y FX2RM
TY | TY-CF2RM-Q | 84.7 | 1 IN. TERMINATOR Y FX2RM W/DRAIN
TY | TY-CFC | 70.4 | 1 IN. TERMINATOR Y FXC
TY | TY-CFC-OQ | 81.4 | 1 IN. TERMINATOR Y FXC LESS PT W/DRAIN
TY | TY-CFC-Q | 84.7 | 1 IN. TERMINATOR Y FXC W/DRAIN
TY | TY-CFC-QX | 107.8 | 1 IN. TERMINATOR Y FXC W/ DRAIN, EXT HDL & EXT PT
TY | TY-CFF | 70.4 | 1 IN. TERMINATOR Y FXF
TY | TY-CFF-ABQ | 104.995 | 1 IN. TERMINATOR Y FXF W/AUTOMATIC AIR VENT & DRAIN
TY | TY-CFF-O | 67.1 | 1 IN. TERMINATOR Y FXF LESS PT
TY | TY-CFF-OQ | 81.4 | 1 IN. TERMINATOR Y FXF LESS PT W/DRAIN
TY | TY-CFF-Q | 84.7 | 1 IN. TERMINATOR Y FXF W/DRAIN
TY | TY-CFF-QV | 93.995 | 1 IN. TERMINATOR Y FXF W/ DRAIN & VENT
TY | TY-CFF-QX | 107.8 | 1 IN. TERMINATOR Y FXF W/DRAIN, EXT. HDL & EXT. PT
TY | TY-CFF-V | 79.695 | 1 IN. TERMINATOR Y FXF W/ VENT
TY | TY-CFF-VX | 109.395 | 1 IN. TERMINATOR Y FXF W/EXT. VENT, HDL & EXT PT
TY | TY-CFF-X | 93.5 | 1 IN. TERMINATOR Y FXF W/EXT. HDL & EXT PT
TY | TY-CFM | 70.4 | 1 IN. TERMINATOR Y FXM
TY | TY-CFM-Q | 84.7 | 1 IN. TERMINATOR Y FXM W/DRAIN
TY | TY-CFM-QX | 107.8 | 1 IN. TERMINATOR Y FXM W/DRAIN, EXT. HDL & EXT. PT
TY | TY-CFRC-OQ | 81.4 | 1 IN. TERMINATOR Y FXRC LESS PT W/DRAIN
TY | TY-CFRC-Q | 84.7 | 1 IN. TERMINATOR Y FXRC W/DRAIN
TY | TY-CFRC-QX | 107.8 | 1 IN. TERMINATOR Y FXRC W/DRAIN, EXT. HDL & EXT. PT
TY | TY-CFRF | 70.4 | 1 IN. TERMINATOR Y FXRF
TY | TY-CFRF-OQ | 81.4 | 1 IN. TERMINATOR Y FXRF LESS PT W/DRAIN
TY | TY-CFRF-Q | 84.7 | 1 IN. TERMINATOR Y FXRF W/DRAIN
TY | TY-CFRF-QX | 107.8 | 1 IN. TERMINATOR Y FXRF W/DRAIN, EXT. HDL & EXT. PT
TY | TY-CFRM-Q | 84.7 | 1 IN. TERMINATOR Y FXRM W/DRAIN
TY | TY-CFRM-QX | 107.8 | 1 IN. TERMINATOR Y FXRM W. DRAIN & EXT PT, EXT HDL
TY | TY-CP2RC-Q | 106.7 | 1 IN. TERMINATOR Y PX2RC W/DRAIN
TY | TY-CP2RC-QX | 129.8 | 1 IN. TERMINATOR Y PX2RC W/DRAIN W/EXT.
TY | TY-CP2RF-Q | 106.7 | 1 IN. TERMINATOR Y PX2RF W/DRAIN
TY | TY-CP2RM-Q | 106.7 | 1 IN. TERMINATOR Y PX2RM W/DRAIN
TY | TY-CPC | 94.6 | 1 IN. TERMINATOR Y CXP
TY | TY-CPC-Q | 106.7 | 1 IN. TERMINATOR Y PXC W/DRAIN
TY | TY-CPF | 94.6 | 1 IN. TERMINATOR Y PXF
TY | TY-CPF-Q | 106.7 | 1 IN. TERMINATOR Y PXF W/DRAIN
TY | TY-CPF-QX | 129.8 | 1 IN. TERMINATOR Y PXF W/DRAIN, EXT. HDL & EXT. PT
TY | TY-CPM-Q | 106.7 | 1 IN. TERMINATOR Y PXM W/DRAIN
TY | TY-CPRC-Q | 106.7 | 1 IN. TERMINATOR Y PXRC W/DRAIN
TY | TY-CPRF | 94.6 | 1 IN. TERMINATOR Y PXRF
TY | TY-CPRF-Q | 106.7 | 1 IN. TERMINATOR Y PXRF W/DRAIN
TY | TY-DC2RC | 121 | 1-1/4 IN. TERMINATOR Y CX2RC
TY | TY-DC2RC-OQ | 132 | 1-1/4 IN. TERMINATOR Y CX2RC LESS PT W/DRAIN
TY | TY-DC2RC-Q | 135.3 | 1-1/4 IN. TERMINATOR Y CX2RC W/DRAIN
TY | TY-DC2RC-QX | 161.15 | 1-1/4 IN. TERMINATOR Y CX2RC W/DRAIN EXT. HDL & EXT. PT
TY | TY-DC2RF | 121 | 1-1/4 IN. TERMINATOR Y CX2RF
TY | TY-DC2RF-Q | 135.3 | 1-1/4 IN. TERMINATOR Y CX2RF W/DRAIN
TY | TY-DC2RF-QX | 161.15 | 1-1/4 IN. TERMINATOR Y CX2RF W/DRAIN EXT. HDL & EXT. PT
TY | TY-DC2RM | 121 | 1-1/4 IN. TERMINATOR Y CX2RM
TY | TY-DC2RM-O | 117.7 | 1-1/4 IN. TERMINATOR Y CX2RM LESS PT
TY | TY-DC2RM-Q | 135.3 | 1-1/4 IN. TERMINATOR Y CX2RM W/DRAIN
TY | TY-DCC | 121 | 1-1/4 IN. TERMINATOR Y CXC
TY | TY-DCC-O | 117.7 | 1-1/4 IN. TERMINATOR Y CXC LESS PT
TY | TY-DCC-OQ | 132 | 1-1/4 IN. TERMINATOR Y CXC LESS PT
TY | TY-DCC-OQX | 151.25 | 1-1/4 IN. TERMINATOR Y CXC W/DRAIN EXT. HDL LESS PT PRT
TY | TY-DCC-Q | 135.3 | 1-1/4 IN. TERMINATOR Y CXC W/DRAIN
TY | TY-DCC-QX | 161.15 | 1-1/4 IN. TERMINATOR Y CXC W/DRAIN EXT. HDL & EXT. PT
TY | TY-DCEC-Q | 135.3 | 1-1/4 IN. TERMINATOR Y C X 1-1/2 IN. C W/DRAIN
TY | TY-DCEC-QX | 161.15 | 1-1/4 IN. TERMINATOR Y C X 1-1/2 IN. C W/DRAIN, EXT HDL, PT
TY | TY-DCEF-Q | 135.3 | 1-1/4 IN. TERMINATOR Y CXEF W/DRAIN
TY | TY-DCF | 121 | 1-1/4 IN. TERMINATOR Y CXF
TY | TY-DCF-OQ | 132 | 1-1/4 IN. TERMINATOR Y CXF LESS PT W/DRAIN
TY | TY-DCF-OQX | 151.25 | 1-1/4 IN. TERMINATOR Y CXF LESS PT W/DRAIN EXT. HDL
TY | TY-DCF-Q | 135.3 | 1-1/4 IN. TERMINATOR Y CXF W/DRAIN
TY | TY-DCF-QX | 161.15 | 1-1/4 IN. TERMINATOR Y CXF W/DRAIN EXT. HDL & EXT. PT
TY | TY-DCM | 121 | 1-1/4 IN. TERMINATOR Y CXM
TY | TY-DCM-Q | 135.3 | 1-1/4 IN. TERMINATOR Y CXM W/DRAIN
TY | TY-DCM-QX | 161.15 | 1-1/4 IN. TERMINATOR Y CXM W/DRAIN & EXT.
TY | TY-DCM-X | 146.85 | 1-1/4 IN. TERMINATOR Y CXM W. EXT HDL, EXT PT PORT
TY | TY-DCRC | 121 | 1-1/4 IN. TERMINATOR Y CXRC
TY | TY-DCRC-Q | 135.3 | 1-1/4 IN. TERMINATOR Y CXRC W/DRAIN
TY | TY-DCRC-QX | 161.15 | 1-1/4 IN. TERMINATOR Y CXRC W/DRAIN & EXT. HDL & EXT. PT
TY | TY-DCRF | 121 | 1-1/4 IN. TERMINATOR Y CXRF
TY | TY-DCRF-OQ | 132 | 1-1/4 IN. TERMINATOR Y CXRF LESS PT W/DRAIN
TY | TY-DCRF-Q | 135.3 | 1-1/4 IN. TERMINATOR Y CXRF W/DRAIN
TY | TY-DCRF-QX | 161.15 | 1-1/4 IN. TERMINATOR Y CXRF W/DRAIN EXT. HDL & EXT. PT
TY | TY-DCRM-Q | 135.3 | 1-1/4 IN. TERMINATOR Y CXRM W/DRAIN
TY | TY-DF2RC-Q | 135.3 | 1-1/4 IN. TERMINATOR Y FX2RC W/DRAIN
TY | TY-DF2RC-QX | 161.15 | 1-1/4 IN. TERMINATOR Y FX2RC W/DRAIN EXT. HDL & EXT. PT
TY | TY-DF2RF | 121 | 1-1/4 IN. TERMINATOR Y FX2RF
TY | TY-DF2RF-Q | 135.3 | 1-1/4 IN. TERMINATOR Y FX2RF W/DRAIN
TY | TY-DF2RF-QX | 161.15 | 1-1/4 IN. TERMINATOR Y FX2RF W/DRAIN EXT. HDL & EXT. PT
TY | TY-DF2RM-OQX | 151.25 | 1-1/4 IN. TERMINATOR Y FX2RM W/DRAIN EXT./OMIT PT PORT
TY | TY-DF2RM-Q | 135.3 | 1-1/4 IN. TERMINATOR Y FX2RM W/DRAIN
TY | TY-DFC | 121 | 1-1/4 IN. TERMINATOR Y FXC
TY | TY-DFC-Q | 135.3 | 1-1/4 IN. TERMINATOR Y FXC W/DRAIN
TY | TY-DFC-QX | 161.15 | 1-1/4 IN. TERMINATOR Y FXC W/DRAIN EXT. HDL & EXT. PT
TY | TY-DFEF-Q | 135.3 | 1-1/4 IN. TERMINATOR Y FXEF W/DRAIN
TY | TY-DFEF-QX | 161.15 | 1-1/4 IN. TERMINATOR Y FXEF W/DRAIN EXT. HDL & EXT. PT
TY | TY-DFF | 121 | 1-1/4 IN. TERMINATOR Y FXF
TY | TY-DFF-O | 117.7 | 1-1/4 IN. TERMINATOR Y LESS PT PORT
TY | TY-DFF-Q | 135.3 | 1-1/4 IN. TERMINATOR Y FXF W/DRAIN
TY | TY-DFF-QX | 161.15 | 1-1/4 IN. TERMINATOR Y FXF W/DRAIN EXT. HDL & EXT. PT
TY | TY-DFF-VX | 165.99 | 1-1/4 IN. TERMINATOR Y FXF W/EXT. VENT, HDL & EXT PT
TY | TY-DFF-X | 146.85 | 1-1/4 IN. TERMINATOR Y FXF W/EXT. HDL & EXT PT
TY | TY-DFM | 121 | 1-1/4 IN. TERMINATOR Y FXM
TY | TY-DFM-Q | 135.3 | 1-1/4 IN. TERMINATOR Y FXM W/DRAIN
TY | TY-DFM-QX | 161.15 | 1-1/4 IN. TERMINATOR Y FXM W/DRAIN EXT. HDL & EXT. PT
TY | TY-DFRC-OQ | 132 | 1-1/4 IN. TERMINATOR Y FXRC LESS PT W/DRAIN
TY | TY-DFRC-Q | 135.3 | 1-1/4 IN. TERMINATOR Y FXRC W/DRAIN
TY | TY-DFRC-QX | 161.15 | 1-1/4 IN. TERMINATOR Y FXRC W/DRAIN EXT. HDL & EXT. PT
TY | TY-DFRF | 121 | 1-1/4 IN. TERMINATOR Y FXRF
TY | TY-DFRF-OQ | 132 | 1-1/4 IN. TERMINATOR Y FXRF- LEST PT PORT W/ DRAIN
TY | TY-DFRF-Q | 135.3 | 1-1/4 IN. TERMINATOR Y FXRF W/DRAIN
TY | TY-DFRF-QX | 161.15 | 1-1/4 IN. TERMINATOR Y FXRF W/DRAIN EXT. HDL & EXT. PT
TY | TY-DFRM | 121 | 1-1/4 IN. TERMINATOR Y FXRM
TY | TY-DFRM-Q | 135.3 | 1-1/4 IN. TERMINATOR Y FXRM W/DRAIN
TY | TY-DP2RC-Q | 183.7 | 1-1/4 IN. TERMINATOR Y PX 2RC 3/4 IN. W/DRAIN
TY | TY-DP2RM-QX | 209.55 | 1-1/4 IN. TERMINATOR Y PX2RM W/DRAIN & EXT. HNDL & PT.
TY | TY-DPC-Q | 183.7 | 1-1/4 IN. TERMINATOR Y PXF W/DRAIN
TY | TY-DPC-QX | 209.55 | 1-1/4 IN. TERMINATOR Y PXF W/DRAIN & EXT. HNDL & PT.
TY | TY-DPF-Q | 183.7 | 1-1/4 IN. TERMINATOR Y PXF W/DRAIN
TY | TY-DPF-QX | 209.55 | 1-1/4 IN. TERMINATOR Y PXF W/DRAIN & EXT HNDL & PT PORT
TY | TY-DPM-Q | 183.7 | 1-1/4 IN. TERMINATOR Y PXM W/DRAIN
TY | TY-DPRC-Q | 183.7 | 1-1/4 IN. TERMINATOR Y PXRC W/DRAIN
TY | TY-DPRF-Q | 183.7 | 1-1/4 IN. TERMINATOR Y PXRF W/DRAIN
TY | TY-EC2RC-Q | 154 | 1-1/2 IN. TERMINATOR Y CX2RC W/DRAIN
TY | TY-EC2RC-QX | 179.85 | 1-1/2 IN. TERMINATOR Y CX2RC - W/DRAIN, EXT HDL & EXT PT
TY | TY-EC2RF-Q | 154 | 1-1/2 IN. TERMINATOR Y CX2RF W/DRAIN
TY | TY-EC2RF-QX | 179.85 | 1-1/2 IN. TERMINATOR Y CX2RF - W/DRAIN, EXT HDL & EXT PT
TY | TY-EC2RM | 139.7 | 1-1/2 IN. TERMINATOR Y CX2RM
TY | TY-EC2RM-O | 136.4 | 1-1/2 IN. TERMINATOR Y CX2RM LESS PT
TY | TY-EC2RM-Q | 154 | 1-1/2 IN. TERMINATOR Y CX2RM W/DRAIN
TY | TY-EC2RM-X | 165.55 | 1-1/2 IN. TERMINATOR Y CX2RM - W/ EXT HDL & EXT PT
TY | TY-ECC | 139.7 | 1-1/2 IN. TERMINATOR Y CXC
TY | TY-ECC-O | 136.4 | 1-1/2 IN. TERMINATOR Y CXC LESS PT
TY | TY-ECC-OQ | 150.7 | 1-1/2 IN. TERMINATOR Y CXC LESS PT W/DRAIN
TY | TY-ECC-Q | 154 | 1-1/2 IN. TERMINATOR Y CXC W/DRAIN
TY | TY-ECC-QV | 166.54 | 1-1/2 IN. TERMINATOR Y CXC W/DRAIN & VENT
TY | TY-ECC-QX | 179.85 | 1-1/2 IN. TERMINATOR Y CXC - W/DRAIN, EXT HDL & EXT PT
TY | TY-ECF | 139.7 | 1-1/2 IN. TERMINATOR Y CXF
TY | TY-ECF-OQ | 150.7 | 1-1/2 IN. TERMINATOR Y CXF W/DRAIN LESS PT
TY | TY-ECF-Q | 154 | 1-1/2 IN. TERMINATOR Y CXF W/DRAIN
TY | TY-ECF-QX | 179.85 | 1-1/2 IN. TERMINATOR Y CXF W/DRAIN, EXT. HDL & EXT. PT
TY | TY-ECM | 139.7 | 1-1/2 IN. TERMINATOR Y CXM
TY | TY-ECM-Q | 154 | 1-1/2 IN. TERMINATOR Y CXM W/DRAIN
TY | TY-ECM-QX | 179.85 | 1-1/2 IN. TERMINATOR Y CXM W/DRAIN, EXT. HDL & EXT. PT
TY | TY-ECRC | 139.7 | 1-1/2 IN. TERMINATOR Y CXRC
TY | TY-ECRC-Q | 154 | 1-1/2 IN. TERMINATOR Y CXRC W/DRAIN
TY | TY-ECRC-QX | 179.85 | 1-1/2 IN. TERMINATOR Y CXRC - W/DRAIN, EXT HDL & EXT PT
TY | TY-ECRF-Q | 154 | 1-1/2 IN. TERMINATOR Y CXRF W/DRAIN
TY | TY-ECRF-QX | 179.85 | 1-1/2 IN. TERMINATOR Y CXRF - W/DRAIN, EXT HDL & EXT PT
TY | TY-ECRM-Q | 154 | 1-1/2 IN. TERMINATOR Y CXRM W/DRAIN
TY | TY-EF2RC-OQ | 150.7 | 1-1/2 IN. TERMINATOR Y FX2RC LESS PT W/DRAIN
TY | TY-EF2RC-Q | 154 | 1-1/2 IN. TERMINATOR FXRC W/DRAIN
TY | TY-EF2RC-QX | 179.85 | 1-1/2 IN. TERMINATOR Y FX2RC WITH DRAIN AND EXT. HDL, PT
TY | TY-EF2RF | 139.7 | 1-1/2 IN. TERMINATOR FX2RF
TY | TY-EF2RF-Q | 154 | 1-1/2 IN. TERMINATOR FX2RF W/DRAIN
TY | TY-EF2RF-QX | 179.85 | 1-1/2 IN. TERMINATOR Y FX2RF W/DRAIN, EXT. HDL & EXT. PT
TY | TY-EF2RM-Q | 154 | 1-1/2 IN. TERMINATOR FX2RM W/DRAIN
TY | TY-EFC | 139.7 | 1-1/2 IN. TERMINATOR FXC
TY | TY-EFC-O | 136.4 | 1-1/2 IN. TERMINATOR FXC LESS PT
TY | TY-EFC-Q | 154 | 1-1/2 IN. TERMINATOR FXC W/DRAIN
TY | TY-EFC-QX | 179.85 | 1-1/2 IN. TERMINATOR Y FXC W/DRAIN, EXT. HDL & EXT. PT
TY | TY-EFF | 139.7 | 1-1/2 IN. TERMINATOR FXF
TY | TY-EFF-ABQ | 169.4 | 1-1/2 IN. TERMINATOR FXF W/ BV/ AUTO AV & DRAIN
TY | TY-EFF-O | 136.4 | 1-1/2 IN. TERMINATOR FXF LESS PT
TY | TY-EFF-OQ | 150.7 | 1-1/2 IN. TERMINATOR Y FXF LESS PT W/DRAIN
TY | TY-EFF-Q | 154 | 1-1/2 IN. TERMINATOR FXF W/DRAIN
TY | TY-EFF-QX | 179.85 | 1-1/2 IN. TERMINATOR Y FXF W/DRAIN, EXT. HDL & EXT. PT
TY | TY-EFF-VX | 184.69 | 1-1/2 IN. TERMINATOR Y FXF W EXT. VENT, HDL & EXT. PT
TY | TY-EFF-X | 165.55 | 1-1/2 IN. TERMINATOR Y FXF W EXT. HDL & EXT. PT
TY | TY-EFM | 139.7 | 1-1/2 IN. TERMINATOR FXM
TY | TY-EFM-Q | 154 | 1-1/2 IN. TERMINATOR FXM W/DRAIN
TY | TY-EFM-QX | 187.275 | 1-1/2 IN. TERMINATOR FXM W/DRAIN EXT. HDL & EXT. PT
TY | TY-EFRC-Q | 154 | 1-1/2 IN. TERMINATOR FXRC W/DRAIN
TY | TY-EFRC-QX | 179.85 | 1-1/2 IN. TERMINATOR Y FXRC W/DRAIN, EXT. HDL & EXT. PT
TY | TY-EFRF-Q | 154 | 1-1/2 IN. TERMINATOR FXRF W/DRAIN
TY | TY-EFRF-QX | 179.85 | 1-1/2 IN. TERMINATOR Y FXRF W/DRAIN, EXT. HDL & EXT. PT
TY | TY-EFRM | 139.7 | 1-1/2 IN. TERMINATOR FXRM
TY | TY-EFRM-Q | 154 | 1-1/2 IN. TERMINATOR FXRM W/DRAIN
TY | TY-EP2RC-Q | 200.2 | 1-1/2 IN. TERMINATOR PX2RC W/DRAIN
TY | TY-EPC-Q | 200.2 | 1-1/2 IN. TERMINATOR Y PXC W/DRAIN
TY | TY-EPF-Q | 200.2 | 1-1/2 IN. TERMINATOR Y PXF W/DRAIN
TY | TY-EPF-QX | 223.3 | 1-1/2 IN. TERMINATOR Y PXF W/DRAIN & EXT. HDL, EXT. PT
TY | TY-EPRC-Q | 200.2 | 1-1/2 IN. TERMINATOR PXRC W/DRAIN
TY | TY-FC2RC-Q | 231 | 2 IN. TERMINATOR Y CX2RC W/DRAIN
TY | TY-FC2RC-QX | 264.275 | 2 IN. TERMINATOR Y CX2RC W/DRAIN & EXT. HDL & EXT. PT
TY | TY-FC2RF-Q | 231 | 2 IN. TERMINATOR Y CX2RF W/DRAIN
TY | TY-FC2RF-QX | 264.275 | 2 IN. TERMINATOR Y CX2RF W/DRAIN & EXT
TY | TY-FC2RF-X | 249.975 | 2 IN. TERMINATOR Y CX2RF W/EXT. HDL & EXT. PT
TY | TY-FC2RM-Q | 231 | 2 IN. TERMINATOR Y CX2RM W/DRAIN
TY | TY-FCC | 216.7 | 2 IN. TERMINATOR Y CXC
TY | TY-FCC-OQ | 227.7 | 2 IN. TERMINATOR Y CXC LESS PT W/DRAIN
TY | TY-FCC-OQX | 254.375 | 2 IN. TERMINATOR Y CXC W/DRAIN & EXT. HDL -LESS PT PORT
TY | TY-FCC-Q | 231 | 2 IN. TERMINATOR Y CXC W/DRAIN
TY | TY-FCC-QV | 243.54 | 2 IN. TERMINATOR Y CXC W/DRAIN & MAV
TY | TY-FCC-QX | 264.275 | 2 IN. TERMINATOR Y CXC W/DRAIN & EXT. HDL & EXT. PT
TY | TY-FCF | 216.7 | 2 IN. TERMINATOR Y CXF
TY | TY-FCF-Q | 231 | 2 IN. TERMINATOR Y CXF W/DRAIN
TY | TY-FCF-QX | 264.275 | 2 IN. TERMINATOR Y CXF W/DRAIN & EXT. HDL & EXT. PT
TY | TY-FCM | 216.7 | 2 IN. TERMINATOR Y CXM
TY | TY-FCM-Q | 231 | 2 IN. TERMINATOR Y CXM W/DRAIN
TY | TY-FCM-QX | 264.385 | 2 IN. TERMINATOR Y CXM W/DRAIN & EXT. HDL & EXT. PT
TY | TY-FCRC | 216.7 | 2 IN. TERMINATOR Y CXRC
TY | TY-FCRC-Q | 231 | 2 IN. TERMINATOR Y CXRC W/DRAIN
TY | TY-FCRC-QX | 264.275 | 2 IN. TERMINATOR Y CXRC W/DRAIN, EXT HDL, EXT PT PORT
TY | TY-FCRF | 216.7 | 2 IN. TERMINATOR Y CXRF
TY | TY-FCRF-Q | 231 | 2 IN. TERMINATOR Y CXRF W/DRAIN
TY | TY-FCRF-QX | 264.275 | 2 IN. TERMINATOR Y CXRF W/DRAIN & EXT. HDL & EXT. PT
TY | TY-FCRM-Q | 231 | 2 IN. TERMINATOR Y CXRM W/DRAIN
TY | TY-FF2RF | 216.7 | 2 IN. TERMINATOR Y FX2RF
TY | TY-FF2RF-Q | 231 | 2 IN. TERMINATOR Y FX2RF W/DRAIN
TY | TY-FF2RF-QX | 264.275 | 2 IN. TERMINATOR Y FX2RF W/DRAIN EXT. HDL & EXT. PT
TY | TY-FF2RM | 216.7 | 2 IN. TERMINATOR Y FX2RM
TY | TY-FF2RM-Q | 231 | 2 IN. TERMINATOR Y FX2RM W/DRAIN
TY | TY-FFC-Q | 231 | 2 IN. TERMINATOR Y FXC W/DRAIN
TY | TY-FFC-QX | 264.275 | 2 IN. TERMINATOR Y FXC W/DRAIN EXT. HDL & EXT. PT
TY | TY-FFF | 216.7 | 2 IN. TERMINATOR Y FXF
TY | TY-FFF-OQ | 227.7 | 2 IN. TERMINATOR Y FXF LESS PT W/DRAIN
TY | TY-FFF-Q | 231 | 2 IN. TERMINATOR Y FXF W/DRAIN
TY | TY-FFF-QX | 264.275 | 2 IN. TERMINATOR Y FXF W/DRAIN EXT. HDL & EXT. PT
TY | TY-FFF-VX | 269.115 | 2 IN. TERMINATOR Y FXF W/ EXT. VENT, HDL & EXT. PT
TY | TY-FFF-X | 249.975 | 2 IN. TERMINATOR Y FXF W/ EXT. HDL & EXT. PT
TY | TY-FFM | 216.7 | 2 IN. TERMINATOR Y FXM
TY | TY-FFM-OQ | 227.7 | 2 IN. TERMINATOR Y FXM LESS PT W/DRAIN
TY | TY-FFM-Q | 231 | 2 IN. TERMINATOR Y FXM W/DRAIN
TY | TY-FFM-QX | 264.275 | 2 IN. TERMINATOR Y FXM W/DRAIN & EXT. HDL, PT
TY | TY-FFRC-QX | 264.275 | 2 IN. TERMINATOR Y FXRC W/DRAIN EXT. HDL & EXT. PT
TY | TY-FFRF | 216.7 | 2 IN. TERMINATOR Y FXRF
TY | TY-FFRF-Q | 231 | 2 IN. TERMINATOR Y FXRF W/DRAIN
TY | TY-FFRF-QX | 264.275 | 2 IN. TERMINATOR Y FXRF W/DRAIN, EXT. HDL & EXT PT.
TY | TY-FFRM | 216.7 | 2 IN. TERMINATOR Y FXRM
TY | TY-FFRM-Q | 231 | 2 IN. TERMINATOR Y FXRM W/DRAIN
TY | TY-FP2RC-Q | 361.9 | 2 IN. TERMINATOR Y PX2RC W/DRAIN
TY | TY-FPC-Q | 361.9 | 2 IN. TERMINATOR B PXC W/DRAIN
TY | TY-FPF-Q | 347.6 | 2 IN. TERMINATOR Y PXF W/DRAIN
TY | TY-FPF-QX | 395.175 | 2 IN. TERMINATOR Y PXF W/DRAIN EXT. HDL & EXT. PT
TY | TY-FPRC-Q | 361.9 | 2 IN. TERMINATOR Y PXRC W/DRAIN
YS | YS-GFF | 164.439 | 2-1/2 IN. Y STRAINER FLANGED CL125/150 W/SS SCREEN
YS | YS-GFF-QX | 199.639 | 2-1/2 IN. Y STRAINER FLG CL125/15 W/DRAIN & EXT. PT PORT
YS | YS-HFF | 194.887 | 3 IN. Y STRAINER FLANGED CL125/150W/SS SCREEN
YS | YS-HFF-QX | 230.087 | 3 IN. Y STRAINER FLG CL125/150W/SS W/DRAIN & EXT. PT PORT
YS | YS-IFF | 312.279 | 4 IN. Y STRAINER FLANGED CL125/150W/SS SCREEN
YS | YS-IFF-Q | 345.279 | 4 IN. Y STRAINER FLG CL125/150W/SS W/DRAIN
YS | YS-IFF-QX | 351.879 | 4 IN. Y STRAINER FLG CL125/150W/SS W/DRAIN & EXT. PT PORT
YS | YS-JFF | 689.733 | 6 IN. Y STRAINER FLANGED CL125/150W/SS SCREEN
YS | YS-JFF-QX | 738.133 | 6 IN. Y STRAINER FLG CL125/150W/SS W/DRAIN & EXT. PT PORT
YS | YS-KFF | 1238.776 | 8 IN. Y STRAINER FLANGED CL125/150W/SS SCREEN